## DashBoard
Keysight FieldFox Noise Figure Uncertainty Calculator |  |  |  |  | Calculator Instructions i
3
FieldFox Model |  | DUT Type |  | Measurement | Compression |  | Frequency (GHz) |  |  |  | User Cal. Integration Time |  |  | Meas. Integration Time |  |  | System Information:
3 |  | 1 | TRUE | Resolution | Bandwidth |  |  | Output | Input |  | 2 | (seconds): | 0.3 | 2 | (seconds): | 0.3 | 3
|  |  |  | Bandwidth | (GHz): |  | Start | 0.1 | 3 | 0.1 |  | Max (s): | 11 |  | Max (s): | 19
|  |  |  | 1 | 3 |  | Stop | 26.5 | 1 | 26.5 |  | Goal (dB): | 0.5 |  | Goal (dB): | 0.25
[5 empty] | i |  | Points | 51 | -0.04 | 51 | [6 empty] | Preamp Gain (dB)
[7 empty] | FreqStep | 0.528
DUT |  | Noise | Input | Output | i | [14 empty] | DUT Gain
1 | Gain | Figure | Refl. Coef. | Ret. Loss | [15 empty] | DUT Input Reflection Coefficient
| (dB) | (dB) |  | dB | [15 empty] | Preamp Gain
| 20 | 4 | 0.2 | -10 | 0.2 |  |  |  |  | Linear (Amplifier) | [9 empty] | Preamp Noise Figure
|  |  | 0.2 | 0.31623 | [5 empty] | Frequency Converting | [9 empty] | Preamp Input Reflection Coefficient
Preamp |  | TRUE |  |  | i | [14 empty] | FieldFox Noise Figure
3 |  | Input | Output | [6 empty] | 5 MHz | [9 empty] | Measurement Noise Source ENR
Gain | Noise Figure | Ret. Loss | Ret. Loss | P1dB Comp. | [5 empty] | 2 MHz | [9 empty] | ENR Uncertainty
(dB) | (dB) | dB | dB | (dBm) | [5 empty] | 1 MHz | [9 empty] | Measurement Hot Noise Source Refl. Coef.
20 | 4 | -20 | -15 | 19 | 0.3 |  |  |  |  | 300 kHz | [9 empty] | Measurement Cold Noise Source Refl. Coef.
|  | 0.1 | 0.17783 | [16 empty] | Measurement Time/Point
TRUE | Use the same Noise Standard for User Cal and Measurement | [18 empty] | Cal Noise Source ENR
Measurement Noise Standard |  | 1 | User Cal Noise Standard |  | 1 |  |  |  |  | Spot Values | [9 empty] | Cal Hot Noise Source Refl. Coef.
i | Hot State | Cold State |  | Hot State | Cold State |  |  |  |  | U7227/8 A | [9 empty] | Cal Cold Noise Source Refl. Coef.
ENR | Refl. Coef. | Ret. Loss | ENR | Refl. Coef. | Refl. Coef. |  |  |  |  | U7227/8 C | [9 empty] | DUT Output Refl. Coef.
dB |  | dB | dB | [6 empty] | U7227/8 F | [9 empty] | Preamp Output Refl. Coef.
5 | 0.1 | 0 | 12 | 0.22 | 0.12 |  |  |  |  | User Entered |  | Summary
| 0.1 | 1 | 0 | 0.22 | 0.12 |  |  |  |  | No Preamp |  | Mismatch
ENR Uncertainty (dB) |  | ENR Uncer. Confidence |  | Report Confidence | [7 empty] | User Cal
2 | 0.1 | 2 |  | (Standard Deviations): | [5 empty] | Spot Value
[5 empty] | 2 |  |  |  |  | 346A | [9 empty] | DUT Output Reflection Coefficient
i |  | i |  | i | [5 empty] | 346B | [9 empty] | Preamp Output Reflection Coefficient
Device ¦G¦ Confidence Levels: |  |  |  | Ambient Temp (K) | [5 empty] | 346C
i | Noise Source | Preamp | DUT | Calibration | Meas. |  |  |  |  | 346C K01
Spec Style | 6 | 2 | 2 | 296 | 298 |  |  |  |  | 346C K40
Distribution | 1 | 1 | 1 |  | Tff delta |  |  |  |  | User Entered
Conf. Factor | 0.70711 | 0.40854 | 0.40854 | 0 | 0
Use Reverse | 0
1
[18 empty] | 1 | BWsetting
[18 empty] | 0.70711 | NseSrcGamConf
[18 empty] | 0.40854 | PreampGamConf
| Distribution Factors | [16 empty] | 0.40854 | DUTgamConf
|  | Maximum | 95th %ile | 80th %ile | Median | Mean | Fixed | [10 empty] | 2 | ENRU_DataType
1 | Rayleigh | 0.57776 | 0.57776 | 0.57776 | 0.57776 | 0.57776 | 1 | [10 empty] | 3 | Preamp_DataType
2 | Fixed | 1 | 1 | 1 | 1 | 1 | 1 | [10 empty] | 1 | DUT_DataType
3 | Uniform in Circle | 0.70711 | 0.70711 | 0.70711 | 0.70711 | 0.70711 | 1 | [10 empty] | 1 | NseSrc_DataType
[18 empty] | 2 | ENRconf
[18 empty] | 3 | FieldFoxType
| GammaStyles | Annotation | RayConv-95th | Fixed | WithinCircConv
1 | Maximum | ¦Γmax¦ | 0.712 | 1 | 1
2 | 95th %ile | ¦Γ95¦ | 1 | 1 | 1.026
3 | 80th %ile | ¦Γ80¦ | 1.269 | 1 | 1.118
4 | Median | ¦Γ50¦ | 2.079 | 1 | 1.4142
5 | Mean | ¦Γmean¦ | 1.953 | 1 | 1.5
6 | Fixed | ¦Γ¦ | 1 | 1 | 1
Note on F1: Keysight FieldFox Noise Figure Uncertainty Calculator To use Calculator: 1. Select FieldFox Model. 2. Choose DUT type. 3. Enter Frequency Range. 4. Enter DUT information. 5. Select or define Pre-Amplifier. 6. Select or define Noise Standard (Noise Source). 7. Set ENR uncertainty for the Noise Standard. 8. Confirm / Adjust confidence levels. 9. Set / Adjust measurement User Cal, Integration and Bandwidth settings. 10. Review results. You may also use the information presented to adjust the test configuration and measurement settings to optimize your measurement. Hover your mouse over "i" symbols on the sheet for more information.
Note on F7: Compression Bandwidth: Enter the bandwidth (in GHz) over which the DUT has gain, even if the measurement frequency range does not span this bandwidth. In noise power measurements, the total power depends upon effective temperature, gain and bandwidth. Compression can occur when the DUT and preamplifier both have gain over wide bandwidths. The calculator attempts to predict these conditions by calculating the output power of the preamplifier, using the entered gain values for the DUT and preamplifier, the noise temperature of the "Hot" noise standard, and the Compression Bandwidth, entered here.
Note on F9: How to Enter DUT Data: The DUT parametric data may be entered as single "Spot" values, applied across the entire frequency range, or User Entered on a per-frequency basis. Frequency dependent User Data is entered in the DUT sheet, accessed by selecting the DUT tab at the bottom of the spreadsheet. Information used in analysis: The uncertainty analysis uses the noise figure, gain, and input and output return loss of the DUT.
Note on F14: How to Enter Preamp Data: The Uncertainty Calculator includes the specified parametric data for these Keysight Pre-Amplifiers: Frequency Noise Gain Range (GHz) Figure(dB) (dB) U7227/8 A 0.01-4 5 18 U7227/8 C 0.1-26.5 5 16-23 U7227/8 F 2 - 50 8-10 16-28 In addition, Preamp data may be entered as single "Spot" values, applied across the entire frequency range or "User Entered" on a per-frequency basis. Frequency dependent User Data is entered in the Preamp sheet, accessed by selecting the Preamp tab at the bottom of the spreadsheet. Use Preamp: Check this box if a preamp is used in the measurement. Normally, whenever a preamp is used, the User Cal should also be used. Use User Cal: Check this box if a user cal is used for the measurement, whether or not a preamp is used. Note: The User Cal may increase the uncertainty of the measurement if used without a preamp. Information used in analysis: The uncertainty analysis uses the noise figure, gain, and input return loss of the Preamp. The preamp P1dB compression is used to determine whether the measurement may be compressed. For more information on compression, see the Compression Bandwidth information display.
Note on A22: How to Enter Noise Standard Data: The Uncertainty Calculator includes specified values for ENR and reflection coefficient for several models of Keysight Noise Standards. In addition, Noise Standard data may be entered as single "Spot" values, applied across the entire frequency range or User Entered on a per-frequency basis. Frequency dependent User Data is entered for the User Calibration noise standard in the "User Cal. Noise Std" sheet, and for the Measurement Noise standard in the "Meas Noise Std" sheet. These are accessed by selecting the corresponding tabs at the bottom of the spreadsheet. If the measurement does not have a user calibration, the "Use User Cal" box should not be checked. In this case, the user calibration data is not entered or used. If the "Use the same Noise Standard for User Cal and Measurement" box is checked, the information entered for the Measurement Noise Standard is used for the User Cal noise standard.
Note on A30: ENR Uncertainty may be entered in one of two ways: 1) As a single "Spot Value", which is entered here and applied across the entire frequency range. When Spot Value is selected, this value is used for both the measurement and the calibration. 2) "From Noise Source Sheets" - Frequency dependent ENR uncertainty data is entered seperately for the Cal and Measurement Noise Standards. The Cal noise standard data is entered on the "Cal Noise Std" sheet, and the DUT noise standard data is entered on the "DUT Noise Std sheet", accessed by selecting the corresponding tabs at the bottom of the spreadsheet.
Note on C30: Input Data Confidence: The Uncertainty Calculator calculates the overall uncertainty of the measurement by combining standard errors from multiple contributors using the process described in GUM. The confidence with which the contributing terms are known is used as part of this analysis. ENR Uncertainty may be entered as a standard error (1 sd) , a 95% confidence value (2 sd) or a limiting value (3 sd).
Note on E30: Report Confidence This sets the confidence level of the reported noise figure uncertainty in standard deviations. A value of 2 corresponds to roughly 95% confidence.
Note on A32: Input Data Confidence: The Uncertainty Calculator calculates the overall uncertainty of the measurement by combining standard errors from multiple contributors using the process described in GUM. The confidence with which the contributing terms are known is used as part of this analysis. Mismatch (¦G¦) term specifications policies can be highly varying. The uncertainty calculator supports a wide variety of these by providing the Specification Style and Distribution settings for each device in the measurement. Specification Style may be set to Maximum, 95th or 80th percentile, Mean, Median, or Fixed. Choose the style that reflects the nature of the reported spec value. Maximum is used for specifications given as warranted values. 80th percentile is useful for "typical" specifications when "typical" is defined as 80th percentile, such as in some Keysight products. In some circles, "Typical" is the Mean. Select 95th percentile or median if the specification is given or known in one of those forms. Fixed is used when the entered value is the actual value for the device. Distribution settings refer to the population distribution of the ¦G¦values for the device. "Fixed" means that the match is always at the given level. "Rayleigh" means that the probability density function (pdf) of the magnitude of the reflection coefficient is a Rayleigh distribution, which it normally is when the overall mismatch is due to several interacting impedance transitions within the device. "Uniform within a circle" is a distribution that was historically used in the industry, before the Rayleigh research, as documented in Keysight Application Note 1449-3, but is rarely accurate.
Note on C48: Administrator: 1/SQRT(LN(20))
Note on C50: Administrator: 1/SQRT(2)
Note on D53: Administrator: Agilent 2012: Conversion factor from the the given style to the "reference" style (which is 95th percentile) for Rayleigh distributions
Note on F53: Administrator: Agilent 2012: Conversion factor from the the given style to the "reference" style (which is "Maximum") for uniform-within-Circle distributions
Spot Values:
User Entered
Spot Value:
From Noise Source Sheet
N991xA, 3xA
Fixed:
Auto:
Use User Cal
1 sd
2 sd
Use Preamp
3 sd
N995xA, 6xA
Fixed:
Auto:
Keysight FieldFox Noise Figure Uncertainty Calculator
Version A.01.04
© 2018 Keysight Technologies
All Rights Reserved
You may use the information presented to adjust the test configuration and measurement settings to optimize your measurement.
For instructions, hover your mouse over "Calculator Instructions" in cell F1
N991xB, 3xB

## Sys Info
| 26.5 | 5.908
[15 empty] | Cal |  | Cal
Frequency (GHz) | Preamp Gain (dB) | DUT Gain (dB) | DUT Input Reflection Coefficient | Preamp Gain (dB) | Preamp Noise Figure (dB) | Preamp Input Reflection Coefficient | Fieldfox Input Match (dB) | FieldFox Noise Figure (dB) | Meas. Noise Source ENR (dB) | Cal Noise Source ENR (dB) | ENR Uncertainty (dB) | Meas. Hot Noise Source Refl. Coef. | Cal. Hot Noise Refl. Coef. | Meas. Cold Noise Source Refl. Coef. | Cal. Cold Noise Source Refl. Coef. | Measurement Time Per Point (s) |  |  |  | DUT Output Reflection Coefficient | Preamp Output Reflection Coefficient
0.1 | 16.126 | 20 | 0.2 | 16.126 | 6 | 0.17783 | -11.7253 | 13.49 | 5 | 12 | 0.1 | 0.1 | 0.22 | 1 | 0.12 | 0.3 |  | 0 | 0 | 0.31623 | 0.12589
0.628 | 16.2633 | 20 | 0.2 | 16.2633 | 6 | 0.17783 | -11.7253 | 13.49 | 5 | 12 | 0.1 | 0.1 | 0.22 | 1 | 0.12 | 0.3 |  | 0 | 0 | 0.31623 | 0.12589
1.156 | 16.4006 | 20 | 0.2 | 16.4006 | 6 | 0.17783 | -11.7253 | 13.49 | 5 | 12 | 0.1 | 0.1 | 0.22 | 1 | 0.12 | 0.3 |  | 0 | 0 | 0.31623 | 0.12589
1.684 | 16.5378 | 20 | 0.2 | 16.5378 | 6 | 0.17783 | -11.7253 | 13.49 | 5 | 12 | 0.1 | 0.1 | 0.22 | 1 | 0.12 | 0.3 |  | 0 | 0 | 0.31623 | 0.12589
2.212 | 16.6751 | 20 | 0.2 | 16.6751 | 6 | 0.17783 | -11.7253 | 16.49 | 5 | 12 | 0.1 | 0.1 | 0.22 | 1 | 0.12 | 0.3 |  | 0 | 0 | 0.31623 | 0.12589
2.74 | 16.8124 | 20 | 0.2 | 16.8124 | 6 | 0.17783 | -13.9794 | 14.49 | 5 | 12 | 0.1 | 0.1 | 0.22 | 1 | 0.12 | 0.3 |  | 0 | 0 | 0.31623 | 0.12589
3.268 | 16.9497 | 20 | 0.2 | 16.9497 | 6 | 0.17783 | -13.9794 | 14.49 | 5 | 12 | 0.1 | 0.1 | 0.22 | 1 | 0.12 | 0.3 |  | 0 | 0 | 0.31623 | 0.12589
3.796 | 17.087 | 20 | 0.2 | 17.087 | 6 | 0.17783 | -13.9794 | 14.49 | 5 | 12 | 0.1 | 0.1 | 0.22 | 1 | 0.12 | 0.3 |  | 0 | 0 | 0.31623 | 0.12589
4.324 | 17.2242 | 20 | 0.2 | 17.2242 | 5 | 0.39811 | -13.9794 | 14.49 | 5 | 12 | 0.1 | 0.1 | 0.22 | 1 | 0.12 | 0.3 |  | 0 | 0 | 0.31623 | 0.28184
4.852 | 17.3615 | 20 | 0.2 | 17.3615 | 5 | 0.39811 | -13.9794 | 16.49 | 5 | 12 | 0.1 | 0.1 | 0.22 | 1 | 0.12 | 0.3 |  | 0 | 0 | 0.31623 | 0.28184
5.38 | 17.4988 | 20 | 0.2 | 17.4988 | 5 | 0.39811 | -13.9794 | 16.49 | 5 | 12 | 0.1 | 0.1 | 0.22 | 1 | 0.12 | 0.3 |  | 0 | 0 | 0.31623 | 0.28184
5.908 | 17.6361 | 20 | 0.2 | 17.6361 | 5 | 0.39811 | -13.9794 | 16.49 | 5 | 12 | 0.1 | 0.1 | 0.22 | 1 | 0.12 | 0.3 |  | 0 | 0 | 0.31623 | 0.28184
6.436 | 17.7734 | 20 | 0.2 | 17.7734 | 4 | 0.39811 | -13.9794 | 16.49 | 5 | 12 | 0.1 | 0.1 | 0.22 | 1 | 0.12 | 0.3 |  | 0 | 0 | 0.31623 | 0.28184
6.964 | 17.9106 | 20 | 0.2 | 17.9106 | 4 | 0.39811 | -13.9794 | 16.49 | 5 | 12 | 0.1 | 0.1 | 0.22 | 1 | 0.12 | 0.3 |  | 0 | 0 | 0.31623 | 0.28184
7.492 | 18.0479 | 20 | 0.2 | 18.0479 | 4 | 0.39811 | -13.9794 | 16.49 | 5 | 12 | 0.1 | 0.1 | 0.22 | 1 | 0.12 | 0.3 |  | 0 | 0 | 0.31623 | 0.28184
8.02 | 18.1852 | 20 | 0.2 | 18.1852 | 4 | 0.39811 | -9.5424 | 15.49 | 5 | 12 | 0.1 | 0.1 | 0.22 | 1 | 0.12 | 0.3 |  | 0 | 0 | 0.31623 | 0.28184
8.548 | 18.3225 | 20 | 0.2 | 18.3225 | 4 | 0.39811 | -9.5424 | 15.49 | 5 | 12 | 0.1 | 0.1 | 0.22 | 1 | 0.12 | 0.3 |  | 0 | 0 | 0.31623 | 0.28184
9.076 | 18.4598 | 20 | 0.2 | 18.4598 | 4 | 0.39811 | -9.5424 | 15.49 | 5 | 12 | 0.1 | 0.1 | 0.22 | 1 | 0.12 | 0.3 |  | 0 | 0 | 0.31623 | 0.28184
9.604 | 18.597 | 20 | 0.2 | 18.597 | 4 | 0.39811 | -9.5424 | 15.49 | 5 | 12 | 0.1 | 0.1 | 0.22 | 1 | 0.12 | 0.3 |  | 0 | 0 | 0.31623 | 0.28184
10.132 | 18.7343 | 20 | 0.2 | 18.7343 | 4 | 0.39811 | -9.5424 | 15.49 | 5 | 12 | 0.1 | 0.1 | 0.22 | 1 | 0.12 | 0.3 |  | 0 | 0 | 0.31623 | 0.28184
10.66 | 18.8716 | 20 | 0.2 | 18.8716 | 4 | 0.39811 | -9.5424 | 15.49 | 5 | 12 | 0.1 | 0.1 | 0.22 | 1 | 0.12 | 0.3 |  | 0 | 0 | 0.31623 | 0.28184
11.188 | 19.0089 | 20 | 0.2 | 19.0089 | 4 | 0.39811 | -9.5424 | 15.49 | 5 | 12 | 0.1 | 0.1 | 0.22 | 1 | 0.12 | 0.3 |  | 0 | 0 | 0.31623 | 0.28184
11.716 | 19.1462 | 20 | 0.2 | 19.1462 | 4 | 0.39811 | -9.5424 | 15.49 | 5 | 12 | 0.1 | 0.1 | 0.22 | 1 | 0.12 | 0.3 |  | 0 | 0 | 0.31623 | 0.28184
12.244 | 19.2834 | 20 | 0.2 | 19.2834 | 4 | 0.39811 | -9.5424 | 15.49 | 5 | 12 | 0.1 | 0.1 | 0.22 | 1 | 0.12 | 0.3 |  | 0 | 0 | 0.31623 | 0.28184
12.772 | 19.4207 | 20 | 0.2 | 19.4207 | 4 | 0.39811 | -9.5424 | 15.49 | 5 | 12 | 0.1 | 0.1 | 0.22 | 1 | 0.12 | 0.3 |  | 0 | 0 | 0.31623 | 0.28184
13.3 | 19.558 | 20 | 0.2 | 19.558 | 4 | 0.39811 | -9.5424 | 18.49 | 5 | 12 | 0.1 | 0.1 | 0.22 | 1 | 0.12 | 0.3 |  | 0 | 0 | 0.31623 | 0.28184
13.828 | 19.6953 | 20 | 0.2 | 19.6953 | 4 | 0.39811 | -9.5424 | 18.49 | 5 | 12 | 0.1 | 0.1 | 0.22 | 1 | 0.12 | 0.3 |  | 0 | 0 | 0.31623 | 0.28184
14.356 | 19.8326 | 20 | 0.2 | 19.8326 | 4 | 0.39811 | -9.5424 | 18.49 | 5 | 12 | 0.1 | 0.1 | 0.22 | 1 | 0.12 | 0.3 |  | 0 | 0 | 0.31623 | 0.28184
14.884 | 19.9698 | 20 | 0.2 | 19.9698 | 4 | 0.39811 | -9.5424 | 18.49 | 5 | 12 | 0.1 | 0.1 | 0.22 | 1 | 0.12 | 0.3 |  | 0 | 0 | 0.31623 | 0.28184
15.412 | 20.1071 | 20 | 0.2 | 20.1071 | 4 | 0.39811 | -9.5424 | 18.49 | 5 | 12 | 0.1 | 0.1 | 0.22 | 1 | 0.12 | 0.3 |  | 0 | 0 | 0.31623 | 0.28184
15.94 | 20.2444 | 20 | 0.2 | 20.2444 | 4 | 0.39811 | -9.5424 | 18.49 | 5 | 12 | 0.1 | 0.1 | 0.22 | 1 | 0.12 | 0.3 |  | 0 | 0 | 0.31623 | 0.28184
16.468 | 20.3817 | 20 | 0.2 | 20.3817 | 4 | 0.39811 | -9.5424 | 18.49 | 5 | 12 | 0.1 | 0.1 | 0.22 | 1 | 0.12 | 0.3 |  | 0 | 0 | 0.31623 | 0.28184
16.996 | 20.519 | 20 | 0.2 | 20.519 | 4 | 0.39811 | -9.5424 | 18.49 | 5 | 12 | 0.1 | 0.1 | 0.22 | 1 | 0.12 | 0.3 |  | 0 | 0 | 0.31623 | 0.28184
17.524 | 20.6562 | 20 | 0.2 | 20.6562 | 4 | 0.39811 | -9.5424 | 18.49 | 5 | 12 | 0.1 | 0.1 | 0.22 | 1 | 0.12 | 0.3 |  | 0 | 0 | 0.31623 | 0.28184
18.052 | 20.7935 | 20 | 0.2 | 20.7935 | 4 | 0.39811 | -9.5424 | 19.49 | 5 | 12 | 0.1 | 0.1 | 0.22 | 1 | 0.12 | 0.3 |  | 0 | 0 | 0.31623 | 0.28184
18.58 | 20.9308 | 20 | 0.2 | 20.9308 | 5 | 0.39811 | -9.5424 | 19.49 | 5 | 12 | 0.1 | 0.1 | 0.22 | 1 | 0.12 | 0.3 |  | 0 | 0 | 0.31623 | 0.28184
19.108 | 21.0681 | 20 | 0.2 | 21.0681 | 5 | 0.39811 | -9.5424 | 19.49 | 5 | 12 | 0.1 | 0.1 | 0.22 | 1 | 0.12 | 0.3 |  | 0 | 0 | 0.31623 | 0.28184
19.636 | 21.2054 | 20 | 0.2 | 21.2054 | 5 | 0.39811 | -9.5424 | 19.49 | 5 | 12 | 0.1 | 0.1 | 0.22 | 1 | 0.12 | 0.3 |  | 0 | 0 | 0.31623 | 0.28184
20.164 | 21.3426 | 20 | 0.2 | 21.3426 | 5 | 0.39811 | -9.5424 | 19.49 | 5 | 12 | 0.1 | 0.1 | 0.22 | 1 | 0.12 | 0.3 |  | 0 | 0 | 0.31623 | 0.28184
20.692 | 21.4799 | 20 | 0.2 | 21.4799 | 5 | 0.39811 | -9.5424 | 19.49 | 5 | 12 | 0.1 | 0.1 | 0.22 | 1 | 0.12 | 0.3 |  | 0 | 0 | 0.31623 | 0.28184
21.22 | 21.6172 | 20 | 0.2 | 21.6172 | 5 | 0.39811 | -9.5424 | 19.49 | 5 | 12 | 0.1 | 0.1 | 0.22 | 1 | 0.12 | 0.3 |  | 0 | 0 | 0.31623 | 0.28184
21.748 | 21.7545 | 20 | 0.2 | 21.7545 | 5 | 0.39811 | -9.5424 | 19.49 | 5 | 12 | 0.1 | 0.1 | 0.22 | 1 | 0.12 | 0.3 |  | 0 | 0 | 0.31623 | 0.28184
22.276 | 21.8918 | 20 | 0.2 | 21.8918 | 5 | 0.39811 | -9.5424 | 21.49 | 5 | 12 | 0.1 | 0.1 | 0.22 | 1 | 0.12 | 0.3 |  | 0 | 0 | 0.31623 | 0.28184
22.804 | 22.029 | 20 | 0.2 | 22.029 | 5 | 0.39811 | -9.5424 | 21.49 | 5 | 12 | 0.1 | 0.1 | 0.22 | 1 | 0.12 | 0.3 |  | 0 | 0 | 0.31623 | 0.28184
23.332 | 22.1663 | 20 | 0.2 | 22.1663 | 5 | 0.39811 | -9.5424 | 21.49 | 5 | 12 | 0.1 | 0.1 | 0.22 | 1 | 0.12 | 0.3 |  | 0 | 0 | 0.31623 | 0.28184
23.86 | 22.3036 | 20 | 0.2 | 22.3036 | 5 | 0.39811 | -9.5424 | 21.49 | 5 | 12 | 0.1 | 0.1 | 0.22 | 1 | 0.12 | 0.3 |  | 0 | 0 | 0.31623 | 0.28184
24.388 | 22.4409 | 20 | 0.2 | 22.4409 | 5 | 0.39811 | -9.5424 | 21.49 | 5 | 12 | 0.1 | 0.1 | 0.22 | 1 | 0.12 | 0.3 |  | 0 | 0 | 0.31623 | 0.28184
24.916 | 22.5782 | 20 | 0.2 | 22.5782 | 5 | 0.39811 | -9.5424 | 21.49 | 5 | 12 | 0.1 | 0.1 | 0.22 | 1 | 0.12 | 0.3 |  | 0 | 0 | 0.31623 | 0.28184
25.444 | 22.7154 | 20 | 0.2 | 22.7154 | 5 | 0.39811 | -9.5424 | 24.49 | 5 | 12 | 0.1 | 0.1 | 0.22 | 1 | 0.12 | 0.3 |  | 0 | 0 | 0.31623 | 0.28184
25.972 | 22.8527 | 20 | 0.2 | 22.8527 | 5 | 0.39811 | -9.5424 | 24.49 | 5 | 12 | 0.1 | 0.1 | 0.22 | 1 | 0.12 | 0.3 |  | 0 | 0 | 0.31623 | 0.28184
26.5 | 22.99 | 20 | 0.2 | 22.99 | 5 | 0.39811 | -9.5424 | 24.49 | 5 | 12 | 0.1 | 0.1 | 0.22 | 1 | 0.12 | 0.3 |  | 0 | 0 | 0.31623 | 0.28184
26.5 | 22.99 | 20 | 0.2 | 22.99 | 5 | 0.39811 | -9.5424 | 24.49 | 5 | 12 | 0.1 | 0.1 | 0.22 | 1 | 0.12 | 0.3 |  | 0 | 0 | 0.31623
26.5 | 22.99 | 20 | 0.2 | 22.99 | 5 | 0.39811 | -9.5424 | 24.49 | 5 | 12 | 0.1 | 0.1 | 0.22 | 1 | 0.12 | 0.3 |  | 0 | 0 | 0.31623
26.5 | 22.99 | 20 | 0.2 | 22.99 | 5 | 0.39811 | -9.5424 | 24.49 | 5 | 12 | 0.1 | 0.1 | 0.22 | 1 | 0.12 | 0.3 |  | 0 | 0 | 0.31623
26.5 | 22.99 | 20 | 0.2 | 22.99 | 5 | 0.39811 | -9.5424 | 24.49 | 5 | 12 | 0.1 | 0.1 | 0.22 | 1 | 0.12 | 0.3 |  | 0 | 0 | 0.31623
26.5 | 22.99 | 20 | 0.2 | 22.99 | 5 | 0.39811 | -9.5424 | 24.49 | 5 | 12 | 0.1 | 0.1 | 0.22 | 1 | 0.12 | 0.3 |  | 0 | 0 | 0.31623
26.5 | 22.99 | 20 | 0.2 | 22.99 | 5 | 0.39811 | -9.5424 | 24.49 | 5 | 12 | 0.1 | 0.1 | 0.22 | 1 | 0.12 | 0.3 |  | 0 | 0 | 0.31623
26.5 | 22.99 | 20 | 0.2 | 22.99 | 5 | 0.39811 | -9.5424 | 24.49 | 5 | 12 | 0.1 | 0.1 | 0.22 | 1 | 0.12 | 0.3 |  | 0 | 0 | 0.31623
26.5 | 22.99 | 20 | 0.2 | 22.99 | 5 | 0.39811 | -9.5424 | 24.49 | 5 | 12 | 0.1 | 0.1 | 0.22 | 1 | 0.12 | 0.3 |  | 0 | 0 | 0.31623
26.5 | 22.99 | 20 | 0.2 | 22.99 | 5 | 0.39811 | -9.5424 | 24.49 | 5 | 12 | 0.1 | 0.1 | 0.22 | 1 | 0.12 | 0.3 |  | 0 | 0 | 0.31623
26.5 | 22.99 | 20 | 0.2 | 22.99 | 5 | 0.39811 | -9.5424 | 24.49 | 5 | 12 | 0.1 | 0.1 | 0.22 | 1 | 0.12 | 0.3 |  | 0 | 0 | 0.31623
26.5 | 22.99 | 20 | 0.2 | 22.99 | 5 | 0.39811 | -9.5424 | 24.49 | 5 | 12 | 0.1 | 0.1 | 0.22 | 1 | 0.12 | 0.3 |  | 0 | 0 | 0.31623
26.5 | 22.99 | 20 | 0.2 | 22.99 | 5 | 0.39811 | -9.5424 | 24.49 | 5 | 12 | 0.1 | 0.1 | 0.22 | 1 | 0.12 | 0.3 |  | 0 | 0 | 0.31623
26.5 | 22.99 | 20 | 0.2 | 22.99 | 5 | 0.39811 | -9.5424 | 24.49 | 5 | 12 | 0.1 | 0.1 | 0.22 | 1 | 0.12 | 0.3 |  | 0 | 0 | 0.31623
26.5 | 22.99 | 20 | 0.2 | 22.99 | 5 | 0.39811 | -9.5424 | 24.49 | 5 | 12 | 0.1 | 0.1 | 0.22 | 1 | 0.12 | 0.3 |  | 0 | 0 | 0.31623
26.5 | 22.99 | 20 | 0.2 | 22.99 | 5 | 0.39811 | -9.5424 | 24.49 | 5 | 12 | 0.1 | 0.1 | 0.22 | 1 | 0.12 | 0.3 |  | 0 | 0 | 0.31623
26.5 | 22.99 | 20 | 0.2 | 22.99 | 5 | 0.39811 | -9.5424 | 24.49 | 5 | 12 | 0.1 | 0.1 | 0.22 | 1 | 0.12 | 0.3 |  | 0 | 0 | 0.31623
26.5 | 22.99 | 20 | 0.2 | 22.99 | 5 | 0.39811 | -9.5424 | 24.49 | 5 | 12 | 0.1 | 0.1 | 0.22 | 1 | 0.12 | 0.3 |  | 0 | 0 | 0.31623
26.5 | 22.99 | 20 | 0.2 | 22.99 | 5 | 0.39811 | -9.5424 | 24.49 | 5 | 12 | 0.1 | 0.1 | 0.22 | 1 | 0.12 | 0.3 |  | 0 | 0 | 0.31623
26.5 | 22.99 | 20 | 0.2 | 22.99 | 5 | 0.39811 | -9.5424 | 24.49 | 5 | 12 | 0.1 | 0.1 | 0.22 | 1 | 0.12 | 0.3 |  | 0 | 0 | 0.31623
26.5 | 22.99 | 20 | 0.2 | 22.99 | 5 | 0.39811 | -9.5424 | 24.49 | 5 | 12 | 0.1 | 0.1 | 0.22 | 1 | 0.12 | 0.3 |  | 0 | 0 | 0.31623
26.5 | 22.99 | 20 | 0.2 | 22.99 | 5 | 0.39811 | -9.5424 | 24.49 | 5 | 12 | 0.1 | 0.1 | 0.22 | 1 | 0.12 | 0.3 |  | 0 | 0 | 0.31623
26.5 | 22.99 | 20 | 0.2 | 22.99 | 5 | 0.39811 | -9.5424 | 24.49 | 5 | 12 | 0.1 | 0.1 | 0.22 | 1 | 0.12 | 0.3 |  | 0 | 0 | 0.31623
26.5 | 22.99 | 20 | 0.2 | 22.99 | 5 | 0.39811 | -9.5424 | 24.49 | 5 | 12 | 0.1 | 0.1 | 0.22 | 1 | 0.12 | 0.3 |  | 0 | 0 | 0.31623
26.5 | 22.99 | 20 | 0.2 | 22.99 | 5 | 0.39811 | -9.5424 | 24.49 | 5 | 12 | 0.1 | 0.1 | 0.22 | 1 | 0.12 | 0.3 |  | 0 | 0 | 0.31623
26.5 | 22.99 | 20 | 0.2 | 22.99 | 5 | 0.39811 | -9.5424 | 24.49 | 5 | 12 | 0.1 | 0.1 | 0.22 | 1 | 0.12 | 0.3 |  | 0 | 0 | 0.31623
26.5 | 22.99 | 20 | 0.2 | 22.99 | 5 | 0.39811 | -9.5424 | 24.49 | 5 | 12 | 0.1 | 0.1 | 0.22 | 1 | 0.12 | 0.3 |  | 0 | 0 | 0.31623
26.5 | 22.99 | 20 | 0.2 | 22.99 | 5 | 0.39811 | -9.5424 | 24.49 | 5 | 12 | 0.1 | 0.1 | 0.22 | 1 | 0.12 | 0.3 |  | 0 | 0 | 0.31623
26.5 | 22.99 | 20 | 0.2 | 22.99 | 5 | 0.39811 | -9.5424 | 24.49 | 5 | 12 | 0.1 | 0.1 | 0.22 | 1 | 0.12 | 0.3 |  | 0 | 0 | 0.31623
26.5 | 22.99 | 20 | 0.2 | 22.99 | 5 | 0.39811 | -9.5424 | 24.49 | 5 | 12 | 0.1 | 0.1 | 0.22 | 1 | 0.12 | 0.3 |  | 0 | 0 | 0.31623
26.5 | 22.99 | 20 | 0.2 | 22.99 | 5 | 0.39811 | -9.5424 | 24.49 | 5 | 12 | 0.1 | 0.1 | 0.22 | 1 | 0.12 | 0.3 |  | 0 | 0 | 0.31623
26.5 | 22.99 | 20 | 0.2 | 22.99 | 5 | 0.39811 | -9.5424 | 24.49 | 5 | 12 | 0.1 | 0.1 | 0.22 | 1 | 0.12 | 0.3 |  | 0 | 0 | 0.31623
26.5 | 22.99 | 20 | 0.2 | 22.99 | 5 | 0.39811 | -9.5424 | 24.49 | 5 | 12 | 0.1 | 0.1 | 0.22 | 1 | 0.12 | 0.3 |  | 0 | 0 | 0.31623
26.5 | 22.99 | 20 | 0.2 | 22.99 | 5 | 0.39811 | -9.5424 | 24.49 | 5 | 12 | 0.1 | 0.1 | 0.22 | 1 | 0.12 | 0.3 |  | 0 | 0 | 0.31623
26.5 | 22.99 | 20 | 0.2 | 22.99 | 5 | 0.39811 | -9.5424 | 24.49 | 5 | 12 | 0.1 | 0.1 | 0.22 | 1 | 0.12 | 0.3 |  | 0 | 0 | 0.31623
26.5 | 22.99 | 20 | 0.2 | 22.99 | 5 | 0.39811 | -9.5424 | 24.49 | 5 | 12 | 0.1 | 0.1 | 0.22 | 1 | 0.12 | 0.3 |  | 0 | 0 | 0.31623
26.5 | 22.99 | 20 | 0.2 | 22.99 | 5 | 0.39811 | -9.5424 | 24.49 | 5 | 12 | 0.1 | 0.1 | 0.22 | 1 | 0.12 | 0.3 |  | 0 | 0 | 0.31623
26.5 | 22.99 | 20 | 0.2 | 22.99 | 5 | 0.39811 | -9.5424 | 24.49 | 5 | 12 | 0.1 | 0.1 | 0.22 | 1 | 0.12 | 0.3 |  | 0 | 0 | 0.31623
26.5 | 22.99 | 20 | 0.2 | 22.99 | 5 | 0.39811 | -9.5424 | 24.49 | 5 | 12 | 0.1 | 0.1 | 0.22 | 1 | 0.12 | 0.3 |  | 0 | 0 | 0.31623
26.5 | 22.99 | 20 | 0.2 | 22.99 | 5 | 0.39811 | -9.5424 | 24.49 | 5 | 12 | 0.1 | 0.1 | 0.22 | 1 | 0.12 | 0.3 |  | 0 | 0 | 0.31623
26.5 | 22.99 | 20 | 0.2 | 22.99 | 5 | 0.39811 | -9.5424 | 24.49 | 5 | 12 | 0.1 | 0.1 | 0.22 | 1 | 0.12 | 0.3 |  | 0 | 0 | 0.31623
26.5 | 22.99 | 20 | 0.2 | 22.99 | 5 | 0.39811 | -9.5424 | 24.49 | 5 | 12 | 0.1 | 0.1 | 0.22 | 1 | 0.12 | 0.3 |  | 0 | 0 | 0.31623
26.5 | 22.99 | 20 | 0.2 | 22.99 | 5 | 0.39811 | -9.5424 | 24.49 | 5 | 12 | 0.1 | 0.1 | 0.22 | 1 | 0.12 | 0.3 |  | 0 | 0 | 0.31623
26.5 | 22.99 | 20 | 0.2 | 22.99 | 5 | 0.39811 | -9.5424 | 24.49 | 5 | 12 | 0.1 | 0.1 | 0.22 | 1 | 0.12 | 0.3 |  | 0 | 0 | 0.31623
26.5 | 22.99 | 20 | 0.2 | 22.99 | 5 | 0.39811 | -9.5424 | 24.49 | 5 | 12 | 0.1 | 0.1 | 0.22 | 1 | 0.12 | 0.3 |  | 0 | 0 | 0.31623
26.5 | 22.99 | 20 | 0.2 | 22.99 | 5 | 0.39811 | -9.5424 | 24.49 | 5 | 12 | 0.1 | 0.1 | 0.22 | 1 | 0.12 | 0.3 |  | 0 | 0 | 0.31623
26.5 | 22.99 | 20 | 0.2 | 22.99 | 5 | 0.39811 | -9.5424 | 24.49 | 5 | 12 | 0.1 | 0.1 | 0.22 | 1 | 0.12 | 0.3 |  | 0 | 0 | 0.31623
26.5 | 22.99 | 20 | 0.2 | 22.99 | 5 | 0.39811 | -9.5424 | 24.49 | 5 | 12 | 0.1 | 0.1 | 0.22 | 1 | 0.12 | 0.3 |  | 0 | 0 | 0.31623
26.5 | 22.99 | 20 | 0.2 | 22.99 | 5 | 0.39811 | -9.5424 | 24.49 | 5 | 12 | 0.1 | 0.1 | 0.22 | 1 | 0.12 | 0.3 |  | 0 | 0 | 0.31623
26.5 | 22.99 | 20 | 0.2 | 22.99 | 5 | 0.39811 | -9.5424 | 24.49 | 5 | 12 | 0.1 | 0.1 | 0.22 | 1 | 0.12 | 0.3 |  | 0 | 0 | 0.31623
26.5 | 22.99 | 20 | 0.2 | 22.99 | 5 | 0.39811 | -9.5424 | 24.49 | 5 | 12 | 0.1 | 0.1 | 0.22 | 1 | 0.12 | 0.3 |  | 0 | 0 | 0.31623
26.5 | 22.99 | 20 | 0.2 | 22.99 | 5 | 0.39811 | -9.5424 | 24.49 | 5 | 12 | 0.1 | 0.1 | 0.22 | 1 | 0.12 | 0.3 |  | 0 | 0 | 0.31623

## Result
[6 empty] | Sources | [6 empty] | BX | BZ | CD | BV | CB |  |  | BB |  |  | AV
|  | Actual | Measured | [6 empty] | User Cal |  |  | HNS-DUT | Preamp Rev. Nse. | HNS-Preamp | DUT Rev Nse | Preamp Rev. Nse. |  |  | Rec Jitter |  |  | CNS Match | Jitter
Frequency (GHz) | Gain (dB) | Noise Figure | Measured Nse Fig. (dB) | Nf + error | NF - error | Total (RSS) | Jitter | Mismatch | ENR | User Cal | Tdrift | Total Mismatch | HNS-DUT |  | HNS-Preamp |  |  | Total User Cal | CNS Jitter | Rec Jitter | HNS Jitter | HNS Match | Rev Nse. Wave | Jitter
0.1 | 20 | 4 | 4 | 4.2293 | 3.7579 | 0.22931 | 0.03027 | 0.18646 | 0.13295 | 0.0012775 | 0 | 0.18646 | 0.18646 | 0 | 0.0012008 | 0 | 0 | 0.0012775 | 2.8461e-05 | 4.3718e-06 | 9.0007e-06 | 0.0012008 | 0 | 3.0169e-05
0.628 | 20 | 4 | 4 | 4.2293 | 3.7579 | 0.22931 | 0.030269 | 0.18646 | 0.13295 | 0.0012775 | 0 | 0.18647 | 0.18646 | 0 | 0.0012008 | 0 | 0 | 0.0012775 | 2.8403e-05 | 4.2897e-06 | 8.9704e-06 | 0.0012008 | 0 | 3.0093e-05
1.156 | 20 | 4 | 4 | 4.2293 | 3.7579 | 0.22931 | 0.030269 | 0.18646 | 0.13295 | 0.0012775 | 0 | 0.18647 | 0.18646 | 0 | 0.0012008 | 0 | 0 | 0.0012775 | 2.8347e-05 | 4.2094e-06 | 8.941e-06 | 0.0012008 | 0 | 3.002e-05
1.684 | 20 | 4 | 4 | 4.2293 | 3.7579 | 0.22931 | 0.030268 | 0.18646 | 0.13295 | 0.0012775 | 0 | 0.18647 | 0.18646 | 0 | 0.0012008 | 0 | 0 | 0.0012775 | 2.8292e-05 | 4.131e-06 | 8.9124e-06 | 0.0012008 | 0 | 2.9949e-05
2.212 | 20 | 4 | 4 | 4.2293 | 3.7579 | 0.22932 | 0.03029 | 0.18646 | 0.13295 | 0.0012776 | 0 | 0.18647 | 0.18646 | 0 | 0.0012008 | 0 | 0 | 0.0012776 | 3.002e-05 | 6.2245e-06 | 9.7248e-06 | 0.0012008 | 0 | 3.2164e-05
2.74 | 20 | 4 | 4 | 4.2293 | 3.7579 | 0.22932 | 0.030273 | 0.18646 | 0.13295 | 0.0012775 | 0 | 0.18647 | 0.18646 | 0 | 0.0012008 | 0 | 0 | 0.0012775 | 2.8637e-05 | 4.5662e-06 | 9.0752e-06 | 0.0012008 | 0 | 3.0386e-05
3.268 | 20 | 4 | 4 | 4.2293 | 3.7579 | 0.22932 | 0.030272 | 0.18646 | 0.13295 | 0.0012775 | 0 | 0.18647 | 0.18646 | 0 | 0.0012008 | 0 | 0 | 0.0012775 | 2.8573e-05 | 4.4796e-06 | 9.0428e-06 | 0.0012008 | 0 | 3.0303e-05
3.796 | 20 | 4 | 4 | 4.2293 | 3.7579 | 0.22932 | 0.030271 | 0.18646 | 0.13295 | 0.0012775 | 0 | 0.18647 | 0.18646 | 0 | 0.0012008 | 0 | 0 | 0.0012775 | 2.8512e-05 | 4.395e-06 | 9.0113e-06 | 0.0012008 | 0 | 3.0223e-05
4.324 | 20 | 4 | 4 | 4.2293 | 3.7579 | 0.22932 | 0.030201 | 0.18647 | 0.13295 | 0.0027229 | 0 | 0.18648 | 0.18647 | 0 | 0.0026878 | 0 | 0 | 0.0027229 | 2.3011e-05 | 4.2404e-06 | 8.6492e-06 | 0.0026878 | 0 | 2.4946e-05
4.852 | 20 | 4 | 4 | 4.2293 | 3.7579 | 0.22932 | 0.030214 | 0.18647 | 0.13295 | 0.0027229 | 0 | 0.18648 | 0.18647 | 0 | 0.0026878 | 0 | 0 | 0.0027229 | 2.4078e-05 | 5.5357e-06 | 9.1518e-06 | 0.0026878 | 0 | 2.6346e-05
5.38 | 20 | 4 | 4 | 4.2293 | 3.7579 | 0.22932 | 0.030213 | 0.18647 | 0.13295 | 0.0027229 | 0 | 0.18648 | 0.18647 | 0 | 0.0026878 | 0 | 0 | 0.0027229 | 2.3987e-05 | 5.4247e-06 | 9.108e-06 | 0.0026878 | 0 | 2.6225e-05
5.908 | 20 | 4 | 4 | 4.2293 | 3.7579 | 0.22932 | 0.030212 | 0.18647 | 0.13295 | 0.0027229 | 0 | 0.18648 | 0.18647 | 0 | 0.0026878 | 0 | 0 | 0.0027229 | 2.3898e-05 | 5.3165e-06 | 9.0654e-06 | 0.0026878 | 0 | 2.6107e-05
6.436 | 20 | 4 | 4 | 4.2293 | 3.7579 | 0.22932 | 0.030156 | 0.18647 | 0.13295 | 0.0027229 | 0 | 0.18648 | 0.18647 | 0 | 0.0026878 | 0 | 0 | 0.0027229 | 1.9491e-05 | 5.1451e-06 | 8.7594e-06 | 0.0026878 | 0 | 2.1979e-05
6.964 | 20 | 4 | 4 | 4.2293 | 3.7579 | 0.22932 | 0.030155 | 0.18647 | 0.13295 | 0.0027229 | 0 | 0.18649 | 0.18647 | 0 | 0.0026878 | 0 | 0 | 0.0027229 | 1.9408e-05 | 5.0429e-06 | 8.7193e-06 | 0.0026878 | 0 | 2.1866e-05
7.492 | 20 | 4 | 4 | 4.2293 | 3.7579 | 0.22932 | 0.030154 | 0.18647 | 0.13295 | 0.0027229 | 0 | 0.18649 | 0.18647 | 0 | 0.0026878 | 0 | 0 | 0.0027229 | 1.9328e-05 | 4.9432e-06 | 8.6803e-06 | 0.0026878 | 0 | 2.1757e-05
8.02 | 20 | 4 | 4 | 4.2293 | 3.7579 | 0.22932 | 0.030146 | 0.18647 | 0.13295 | 0.0027228 | 0 | 0.18649 | 0.18647 | 0 | 0.0026878 | 0 | 0 | 0.0027228 | 1.8732e-05 | 4.2049e-06 | 8.3957e-06 | 0.0026878 | 0 | 2.0953e-05
8.548 | 20 | 4 | 4 | 4.2293 | 3.7579 | 0.22932 | 0.030145 | 0.18647 | 0.13295 | 0.0027228 | 0 | 0.18649 | 0.18647 | 0 | 0.0026878 | 0 | 0 | 0.0027228 | 1.8672e-05 | 4.1253e-06 | 8.3659e-06 | 0.0026878 | 0 | 2.0873e-05
9.076 | 20 | 4 | 4 | 4.2293 | 3.7579 | 0.22932 | 0.030145 | 0.18647 | 0.13295 | 0.0027228 | 0 | 0.18649 | 0.18647 | 0 | 0.0026878 | 0 | 0 | 0.0027228 | 1.8615e-05 | 4.0474e-06 | 8.3369e-06 | 0.0026878 | 0 | 2.0794e-05
9.604 | 20 | 4 | 4 | 4.2293 | 3.7579 | 0.22932 | 0.030144 | 0.18647 | 0.13295 | 0.0027228 | 0 | 0.18649 | 0.18647 | 0 | 0.0026878 | 0 | 0 | 0.0027228 | 1.856e-05 | 3.9714e-06 | 8.3087e-06 | 0.0026878 | 0 | 2.0719e-05
10.132 | 20 | 4 | 4 | 4.2293 | 3.7579 | 0.22932 | 0.030143 | 0.18647 | 0.13295 | 0.0027228 | 0 | 0.18649 | 0.18647 | 0 | 0.0026878 | 0 | 0 | 0.0027228 | 1.8506e-05 | 3.8971e-06 | 8.2814e-06 | 0.0026878 | 0 | 2.0645e-05
10.66 | 20 | 4 | 4 | 4.2293 | 3.7579 | 0.22932 | 0.030143 | 0.18647 | 0.13295 | 0.0027228 | 0 | 0.18649 | 0.18647 | 0 | 0.0026878 | 0 | 0 | 0.0027228 | 1.8454e-05 | 3.8245e-06 | 8.2548e-06 | 0.0026878 | 0 | 2.0574e-05
11.188 | 20 | 4 | 4 | 4.2293 | 3.7579 | 0.22932 | 0.030142 | 0.18647 | 0.13295 | 0.0027228 | 0 | 0.18649 | 0.18647 | 0 | 0.0026878 | 0 | 0 | 0.0027228 | 1.8403e-05 | 3.7535e-06 | 8.229e-06 | 0.0026878 | 0 | 2.0506e-05
11.716 | 20 | 4 | 4 | 4.2293 | 3.7579 | 0.22932 | 0.030141 | 0.18647 | 0.13295 | 0.0027228 | 0 | 0.18649 | 0.18647 | 0 | 0.0026878 | 0 | 0 | 0.0027228 | 1.8354e-05 | 3.6842e-06 | 8.204e-06 | 0.0026878 | 0 | 2.0439e-05
12.244 | 20 | 4 | 4 | 4.2293 | 3.7579 | 0.22932 | 0.030141 | 0.18647 | 0.13295 | 0.0027228 | 0 | 0.18649 | 0.18647 | 0 | 0.0026878 | 0 | 0 | 0.0027228 | 1.8307e-05 | 3.6163e-06 | 8.1796e-06 | 0.0026878 | 0 | 2.0375e-05
12.772 | 20 | 4 | 4 | 4.2293 | 3.7579 | 0.22932 | 0.03014 | 0.18647 | 0.13295 | 0.0027228 | 0 | 0.18649 | 0.18647 | 0 | 0.0026878 | 0 | 0 | 0.0027228 | 1.8261e-05 | 3.55e-06 | 8.156e-06 | 0.0026878 | 0 | 2.0312e-05
13.3 | 20 | 4 | 4 | 4.2293 | 3.7579 | 0.22932 | 0.030158 | 0.18647 | 0.13295 | 0.0027229 | 0 | 0.18649 | 0.18647 | 0 | 0.0026878 | 0 | 0 | 0.0027229 | 1.9669e-05 | 5.3103e-06 | 8.8269e-06 | 0.0026878 | 0 | 2.2203e-05
13.828 | 20 | 4 | 4 | 4.2293 | 3.7579 | 0.22932 | 0.030157 | 0.18647 | 0.13295 | 0.0027229 | 0 | 0.18649 | 0.18647 | 0 | 0.0026878 | 0 | 0 | 0.0027229 | 1.9581e-05 | 5.204e-06 | 8.7849e-06 | 0.0026878 | 0 | 2.2083e-05
14.356 | 20 | 4 | 4 | 4.2293 | 3.7579 | 0.22932 | 0.030156 | 0.18647 | 0.13295 | 0.0027229 | 0 | 0.18649 | 0.18647 | 0 | 0.0026878 | 0 | 0 | 0.0027229 | 1.9495e-05 | 5.1003e-06 | 8.7441e-06 | 0.0026878 | 0 | 2.1967e-05
14.884 | 20 | 4 | 4 | 4.2293 | 3.7579 | 0.22932 | 0.030155 | 0.18647 | 0.13295 | 0.0027229 | 0 | 0.18649 | 0.18647 | 0 | 0.0026878 | 0 | 0 | 0.0027229 | 1.9412e-05 | 4.9992e-06 | 8.7044e-06 | 0.0026878 | 0 | 2.1854e-05
15.412 | 20 | 4 | 4 | 4.2293 | 3.7579 | 0.22932 | 0.030154 | 0.18647 | 0.13295 | 0.0027229 | 0 | 0.18649 | 0.18647 | 0 | 0.0026878 | 0 | 0 | 0.0027229 | 1.9332e-05 | 4.9006e-06 | 8.6658e-06 | 0.0026878 | 0 | 2.1745e-05
15.94 | 20 | 4 | 4 | 4.2293 | 3.7579 | 0.22932 | 0.030153 | 0.18647 | 0.13295 | 0.0027228 | 0 | 0.18649 | 0.18647 | 0 | 0.0026878 | 0 | 0 | 0.0027228 | 1.9254e-05 | 4.8044e-06 | 8.6283e-06 | 0.0026878 | 0 | 2.1639e-05
16.468 | 20 | 4 | 4 | 4.2293 | 3.7579 | 0.22932 | 0.030152 | 0.18647 | 0.13295 | 0.0027228 | 0 | 0.18649 | 0.18647 | 0 | 0.0026878 | 0 | 0 | 0.0027228 | 1.9179e-05 | 4.7105e-06 | 8.5919e-06 | 0.0026878 | 0 | 2.1537e-05
16.996 | 20 | 4 | 4 | 4.2293 | 3.7579 | 0.22932 | 0.030151 | 0.18647 | 0.13295 | 0.0027228 | 0 | 0.18649 | 0.18647 | 0 | 0.0026878 | 0 | 0 | 0.0027228 | 1.9106e-05 | 4.6189e-06 | 8.5565e-06 | 0.0026878 | 0 | 2.1438e-05
17.524 | 20 | 4 | 4 | 4.2293 | 3.7579 | 0.22932 | 0.03015 | 0.18647 | 0.13295 | 0.0027228 | 0 | 0.18649 | 0.18647 | 0 | 0.0026878 | 0 | 0 | 0.0027228 | 1.9035e-05 | 4.5295e-06 | 8.5221e-06 | 0.0026878 | 0 | 2.1342e-05
18.052 | 20 | 4 | 4 | 4.2293 | 3.7579 | 0.22932 | 0.030157 | 0.18647 | 0.13295 | 0.0027229 | 0 | 0.18649 | 0.18647 | 0 | 0.0026878 | 0 | 0 | 0.0027229 | 1.9534e-05 | 5.1294e-06 | 8.7563e-06 | 0.0026878 | 0 | 2.2012e-05
18.58 | 20 | 4 | 4 | 4.2293 | 3.7579 | 0.22933 | 0.030211 | 0.18647 | 0.13295 | 0.0027229 | 0 | 0.18649 | 0.18647 | 0 | 0.0026878 | 0 | 0 | 0.0027229 | 2.3772e-05 | 5.0926e-06 | 8.9808e-06 | 0.0026878 | 0 | 2.5917e-05
19.108 | 20 | 4 | 4 | 4.2293 | 3.7579 | 0.22933 | 0.03021 | 0.18647 | 0.13295 | 0.0027229 | 0 | 0.18649 | 0.18647 | 0 | 0.0026878 | 0 | 0 | 0.0027229 | 2.369e-05 | 4.9925e-06 | 8.9417e-06 | 0.0026878 | 0 | 2.5809e-05
19.636 | 20 | 4 | 4 | 4.2293 | 3.7579 | 0.22933 | 0.030209 | 0.18647 | 0.13295 | 0.0027229 | 0 | 0.18649 | 0.18647 | 0 | 0.0026878 | 0 | 0 | 0.0027229 | 2.3611e-05 | 4.8949e-06 | 8.9038e-06 | 0.0026878 | 0 | 2.5705e-05
20.164 | 20 | 4 | 4 | 4.2293 | 3.7579 | 0.22933 | 0.030208 | 0.18647 | 0.13295 | 0.0027229 | 0 | 0.18649 | 0.18647 | 0 | 0.0026878 | 0 | 0 | 0.0027229 | 2.3535e-05 | 4.7996e-06 | 8.8669e-06 | 0.0026878 | 0 | 2.5603e-05
20.692 | 20 | 4 | 4 | 4.2293 | 3.7579 | 0.22933 | 0.030207 | 0.18647 | 0.13296 | 0.0027229 | 0 | 0.18649 | 0.18647 | 0 | 0.0026878 | 0 | 0 | 0.0027229 | 2.3461e-05 | 4.7066e-06 | 8.831e-06 | 0.0026878 | 0 | 2.5506e-05
21.22 | 20 | 4 | 4 | 4.2293 | 3.7579 | 0.22933 | 0.030206 | 0.18647 | 0.13296 | 0.0027229 | 0 | 0.18649 | 0.18647 | 0 | 0.0026878 | 0 | 0 | 0.0027229 | 2.3389e-05 | 4.6158e-06 | 8.7962e-06 | 0.0026878 | 0 | 2.5411e-05
21.748 | 20 | 4 | 4 | 4.2293 | 3.7579 | 0.22933 | 0.030206 | 0.18647 | 0.13296 | 0.0027229 | 0 | 0.18649 | 0.18647 | 0 | 0.0026878 | 0 | 0 | 0.0027229 | 2.3319e-05 | 4.5272e-06 | 8.7624e-06 | 0.0026878 | 0 | 2.5319e-05
22.276 | 20 | 4 | 4 | 4.2293 | 3.7579 | 0.22933 | 0.030221 | 0.18647 | 0.13296 | 0.0027229 | 0 | 0.18649 | 0.18647 | 0 | 0.0026878 | 0 | 0 | 0.0027229 | 2.4505e-05 | 5.9368e-06 | 9.3162e-06 | 0.0026878 | 0 | 2.688e-05
22.804 | 20 | 4 | 4 | 4.2293 | 3.7579 | 0.22933 | 0.030219 | 0.18647 | 0.13296 | 0.0027229 | 0 | 0.18649 | 0.18647 | 0 | 0.0026878 | 0 | 0 | 0.0027229 | 2.44e-05 | 5.8157e-06 | 9.2679e-06 | 0.0026878 | 0 | 2.6741e-05
23.332 | 20 | 4 | 4 | 4.2293 | 3.7579 | 0.22933 | 0.030218 | 0.18647 | 0.13296 | 0.0027229 | 0 | 0.18649 | 0.18647 | 0 | 0.0026878 | 0 | 0 | 0.0027229 | 2.4299e-05 | 5.6977e-06 | 9.2208e-06 | 0.0026878 | 0 | 2.6607e-05
23.86 | 20 | 4 | 4 | 4.2293 | 3.7579 | 0.22933 | 0.030217 | 0.18647 | 0.13296 | 0.0027229 | 0 | 0.18649 | 0.18647 | 0 | 0.0026878 | 0 | 0 | 0.0027229 | 2.4201e-05 | 5.5827e-06 | 9.1751e-06 | 0.0026878 | 0 | 2.6478e-05
24.388 | 20 | 4 | 4 | 4.2293 | 3.7579 | 0.22933 | 0.030216 | 0.18647 | 0.13296 | 0.0027229 | 0 | 0.18649 | 0.18647 | 0 | 0.0026878 | 0 | 0 | 0.0027229 | 2.4107e-05 | 5.4705e-06 | 9.1306e-06 | 0.0026878 | 0 | 2.6352e-05
24.916 | 20 | 4 | 4 | 4.2293 | 3.7579 | 0.22933 | 0.030215 | 0.18648 | 0.13296 | 0.0027229 | 0 | 0.18649 | 0.18648 | 0 | 0.0026878 | 0 | 0 | 0.0027229 | 2.4015e-05 | 5.3611e-06 | 9.0874e-06 | 0.0026878 | 0 | 2.623e-05
25.444 | 20 | 4 | 4 | 4.2293 | 3.7579 | 0.22934 | 0.030249 | 0.18648 | 0.13296 | 0.0027229 | 0 | 0.18649 | 0.18648 | 0 | 0.0026878 | 0 | 0 | 0.0027229 | 2.6721e-05 | 8.3547e-06 | 1.0292e-05 | 0.0026878 | 0 | 2.9829e-05
25.972 | 20 | 4 | 4 | 4.2293 | 3.7579 | 0.22934 | 0.030247 | 0.18648 | 0.13296 | 0.0027229 | 0 | 0.18649 | 0.18648 | 0 | 0.0026878 | 0 | 0 | 0.0027229 | 2.6548e-05 | 8.1694e-06 | 1.0218e-05 | 0.0026878 | 0 | 2.9596e-05
26.5 | 20 | 4 | 4 | 4.2293 | 3.7579 | 0.22934 | 0.030245 | 0.18648 | 0.13296 | 0.0027229 | 0 | 0.18649 | 0.18648 | 0 | 0.0026878 | 0 | 0 | 0.0027229 | 2.638e-05 | 7.9892e-06 | 1.0145e-05 | 0.0026878 | 0 | 2.9371e-05
26.5 | 20 | 4 | 4 | 4.2293 | 3.7579 | 0.22934 | 0.030245 | 0.18648 | 0.13296 | 0.0027229 | 0 | 0.18649 | 0.18648 | 0 | 0.0026878 | 0 | 0 | 0.0027229 | 2.638e-05 | 7.9892e-06 | 1.0145e-05 | 0.0026878 | 0 | 2.9371e-05
26.5 | 20 | 4 | 4 | 4.2293 | 3.7579 | 0.22934 | 0.030245 | 0.18648 | 0.13296 | 0.0027229 | 0 | 0.18649 | 0.18648 | 0 | 0.0026878 | 0 | 0 | 0.0027229 | 2.638e-05 | 7.9892e-06 | 1.0145e-05 | 0.0026878 | 0 | 2.9371e-05
26.5 | 20 | 4 | 4 | 4.2293 | 3.7579 | 0.22934 | 0.030245 | 0.18648 | 0.13296 | 0.0027229 | 0 | 0.18649 | 0.18648 | 0 | 0.0026878 | 0 | 0 | 0.0027229 | 2.638e-05 | 7.9892e-06 | 1.0145e-05 | 0.0026878 | 0 | 2.9371e-05
26.5 | 20 | 4 | 4 | 4.2293 | 3.7579 | 0.22934 | 0.030245 | 0.18648 | 0.13296 | 0.0027229 | 0 | 0.18649 | 0.18648 | 0 | 0.0026878 | 0 | 0 | 0.0027229 | 2.638e-05 | 7.9892e-06 | 1.0145e-05 | 0.0026878 | 0 | 2.9371e-05
26.5 | 20 | 4 | 4 | 4.2293 | 3.7579 | 0.22934 | 0.030245 | 0.18648 | 0.13296 | 0.0027229 | 0 | 0.18649 | 0.18648 | 0 | 0.0026878 | 0 | 0 | 0.0027229 | 2.638e-05 | 7.9892e-06 | 1.0145e-05 | 0.0026878 | 0 | 2.9371e-05
26.5 | 20 | 4 | 4 | 4.2293 | 3.7579 | 0.22934 | 0.030245 | 0.18648 | 0.13296 | 0.0027229 | 0 | 0.18649 | 0.18648 | 0 | 0.0026878 | 0 | 0 | 0.0027229 | 2.638e-05 | 7.9892e-06 | 1.0145e-05 | 0.0026878 | 0 | 2.9371e-05
26.5 | 20 | 4 | 4 | 4.2293 | 3.7579 | 0.22934 | 0.030245 | 0.18648 | 0.13296 | 0.0027229 | 0 | 0.18649 | 0.18648 | 0 | 0.0026878 | 0 | 0 | 0.0027229 | 2.638e-05 | 7.9892e-06 | 1.0145e-05 | 0.0026878 | 0 | 2.9371e-05
26.5 | 20 | 4 | 4 | 4.2293 | 3.7579 | 0.22934 | 0.030245 | 0.18648 | 0.13296 | 0.0027229 | 0 | 0.18649 | 0.18648 | 0 | 0.0026878 | 0 | 0 | 0.0027229 | 2.638e-05 | 7.9892e-06 | 1.0145e-05 | 0.0026878 | 0 | 2.9371e-05
26.5 | 20 | 4 | 4 | 4.2293 | 3.7579 | 0.22934 | 0.030245 | 0.18648 | 0.13296 | 0.0027229 | 0 | 0.18649 | 0.18648 | 0 | 0.0026878 | 0 | 0 | 0.0027229 | 2.638e-05 | 7.9892e-06 | 1.0145e-05 | 0.0026878 | 0 | 2.9371e-05
26.5 | 20 | 4 | 4 | 4.2293 | 3.7579 | 0.22934 | 0.030245 | 0.18648 | 0.13296 | 0.0027229 | 0 | 0.18649 | 0.18648 | 0 | 0.0026878 | 0 | 0 | 0.0027229 | 2.638e-05 | 7.9892e-06 | 1.0145e-05 | 0.0026878 | 0 | 2.9371e-05
26.5 | 20 | 4 | 4 | 4.2293 | 3.7579 | 0.22934 | 0.030245 | 0.18648 | 0.13296 | 0.0027229 | 0 | 0.18649 | 0.18648 | 0 | 0.0026878 | 0 | 0 | 0.0027229 | 2.638e-05 | 7.9892e-06 | 1.0145e-05 | 0.0026878 | 0 | 2.9371e-05
26.5 | 20 | 4 | 4 | 4.2293 | 3.7579 | 0.22934 | 0.030245 | 0.18648 | 0.13296 | 0.0027229 | 0 | 0.18649 | 0.18648 | 0 | 0.0026878 | 0 | 0 | 0.0027229 | 2.638e-05 | 7.9892e-06 | 1.0145e-05 | 0.0026878 | 0 | 2.9371e-05
26.5 | 20 | 4 | 4 | 4.2293 | 3.7579 | 0.22934 | 0.030245 | 0.18648 | 0.13296 | 0.0027229 | 0 | 0.18649 | 0.18648 | 0 | 0.0026878 | 0 | 0 | 0.0027229 | 2.638e-05 | 7.9892e-06 | 1.0145e-05 | 0.0026878 | 0 | 2.9371e-05
26.5 | 20 | 4 | 4 | 4.2293 | 3.7579 | 0.22934 | 0.030245 | 0.18648 | 0.13296 | 0.0027229 | 0 | 0.18649 | 0.18648 | 0 | 0.0026878 | 0 | 0 | 0.0027229 | 2.638e-05 | 7.9892e-06 | 1.0145e-05 | 0.0026878 | 0 | 2.9371e-05
26.5 | 20 | 4 | 4 | 4.2293 | 3.7579 | 0.22934 | 0.030245 | 0.18648 | 0.13296 | 0.0027229 | 0 | 0.18649 | 0.18648 | 0 | 0.0026878 | 0 | 0 | 0.0027229 | 2.638e-05 | 7.9892e-06 | 1.0145e-05 | 0.0026878 | 0 | 2.9371e-05
26.5 | 20 | 4 | 4 | 4.2293 | 3.7579 | 0.22934 | 0.030245 | 0.18648 | 0.13296 | 0.0027229 | 0 | 0.18649 | 0.18648 | 0 | 0.0026878 | 0 | 0 | 0.0027229 | 2.638e-05 | 7.9892e-06 | 1.0145e-05 | 0.0026878 | 0 | 2.9371e-05
26.5 | 20 | 4 | 4 | 4.2293 | 3.7579 | 0.22934 | 0.030245 | 0.18648 | 0.13296 | 0.0027229 | 0 | 0.18649 | 0.18648 | 0 | 0.0026878 | 0 | 0 | 0.0027229 | 2.638e-05 | 7.9892e-06 | 1.0145e-05 | 0.0026878 | 0 | 2.9371e-05
26.5 | 20 | 4 | 4 | 4.2293 | 3.7579 | 0.22934 | 0.030245 | 0.18648 | 0.13296 | 0.0027229 | 0 | 0.18649 | 0.18648 | 0 | 0.0026878 | 0 | 0 | 0.0027229 | 2.638e-05 | 7.9892e-06 | 1.0145e-05 | 0.0026878 | 0 | 2.9371e-05
26.5 | 20 | 4 | 4 | 4.2293 | 3.7579 | 0.22934 | 0.030245 | 0.18648 | 0.13296 | 0.0027229 | 0 | 0.18649 | 0.18648 | 0 | 0.0026878 | 0 | 0 | 0.0027229 | 2.638e-05 | 7.9892e-06 | 1.0145e-05 | 0.0026878 | 0 | 2.9371e-05
26.5 | 20 | 4 | 4 | 4.2293 | 3.7579 | 0.22934 | 0.030245 | 0.18648 | 0.13296 | 0.0027229 | 0 | 0.18649 | 0.18648 | 0 | 0.0026878 | 0 | 0 | 0.0027229 | 2.638e-05 | 7.9892e-06 | 1.0145e-05 | 0.0026878 | 0 | 2.9371e-05
26.5 | 20 | 4 | 4 | 4.2293 | 3.7579 | 0.22934 | 0.030245 | 0.18648 | 0.13296 | 0.0027229 | 0 | 0.18649 | 0.18648 | 0 | 0.0026878 | 0 | 0 | 0.0027229 | 2.638e-05 | 7.9892e-06 | 1.0145e-05 | 0.0026878 | 0 | 2.9371e-05
26.5 | 20 | 4 | 4 | 4.2293 | 3.7579 | 0.22934 | 0.030245 | 0.18648 | 0.13296 | 0.0027229 | 0 | 0.18649 | 0.18648 | 0 | 0.0026878 | 0 | 0 | 0.0027229 | 2.638e-05 | 7.9892e-06 | 1.0145e-05 | 0.0026878 | 0 | 2.9371e-05
26.5 | 20 | 4 | 4 | 4.2293 | 3.7579 | 0.22934 | 0.030245 | 0.18648 | 0.13296 | 0.0027229 | 0 | 0.18649 | 0.18648 | 0 | 0.0026878 | 0 | 0 | 0.0027229 | 2.638e-05 | 7.9892e-06 | 1.0145e-05 | 0.0026878 | 0 | 2.9371e-05
26.5 | 20 | 4 | 4 | 4.2293 | 3.7579 | 0.22934 | 0.030245 | 0.18648 | 0.13296 | 0.0027229 | 0 | 0.18649 | 0.18648 | 0 | 0.0026878 | 0 | 0 | 0.0027229 | 2.638e-05 | 7.9892e-06 | 1.0145e-05 | 0.0026878 | 0 | 2.9371e-05
26.5 | 20 | 4 | 4 | 4.2293 | 3.7579 | 0.22934 | 0.030245 | 0.18648 | 0.13296 | 0.0027229 | 0 | 0.18649 | 0.18648 | 0 | 0.0026878 | 0 | 0 | 0.0027229 | 2.638e-05 | 7.9892e-06 | 1.0145e-05 | 0.0026878 | 0 | 2.9371e-05
26.5 | 20 | 4 | 4 | 4.2293 | 3.7579 | 0.22934 | 0.030245 | 0.18648 | 0.13296 | 0.0027229 | 0 | 0.18649 | 0.18648 | 0 | 0.0026878 | 0 | 0 | 0.0027229 | 2.638e-05 | 7.9892e-06 | 1.0145e-05 | 0.0026878 | 0 | 2.9371e-05
26.5 | 20 | 4 | 4 | 4.2293 | 3.7579 | 0.22934 | 0.030245 | 0.18648 | 0.13296 | 0.0027229 | 0 | 0.18649 | 0.18648 | 0 | 0.0026878 | 0 | 0 | 0.0027229 | 2.638e-05 | 7.9892e-06 | 1.0145e-05 | 0.0026878 | 0 | 2.9371e-05
26.5 | 20 | 4 | 4 | 4.2293 | 3.7579 | 0.22934 | 0.030245 | 0.18648 | 0.13296 | 0.0027229 | 0 | 0.18649 | 0.18648 | 0 | 0.0026878 | 0 | 0 | 0.0027229 | 2.638e-05 | 7.9892e-06 | 1.0145e-05 | 0.0026878 | 0 | 2.9371e-05
26.5 | 20 | 4 | 4 | 4.2293 | 3.7579 | 0.22934 | 0.030245 | 0.18648 | 0.13296 | 0.0027229 | 0 | 0.18649 | 0.18648 | 0 | 0.0026878 | 0 | 0 | 0.0027229 | 2.638e-05 | 7.9892e-06 | 1.0145e-05 | 0.0026878 | 0 | 2.9371e-05
26.5 | 20 | 4 | 4 | 4.2293 | 3.7579 | 0.22934 | 0.030245 | 0.18648 | 0.13296 | 0.0027229 | 0 | 0.18649 | 0.18648 | 0 | 0.0026878 | 0 | 0 | 0.0027229 | 2.638e-05 | 7.9892e-06 | 1.0145e-05 | 0.0026878 | 0 | 2.9371e-05
26.5 | 20 | 4 | 4 | 4.2293 | 3.7579 | 0.22934 | 0.030245 | 0.18648 | 0.13296 | 0.0027229 | 0 | 0.18649 | 0.18648 | 0 | 0.0026878 | 0 | 0 | 0.0027229 | 2.638e-05 | 7.9892e-06 | 1.0145e-05 | 0.0026878 | 0 | 2.9371e-05
26.5 | 20 | 4 | 4 | 4.2293 | 3.7579 | 0.22934 | 0.030245 | 0.18648 | 0.13296 | 0.0027229 | 0 | 0.18649 | 0.18648 | 0 | 0.0026878 | 0 | 0 | 0.0027229 | 2.638e-05 | 7.9892e-06 | 1.0145e-05 | 0.0026878 | 0 | 2.9371e-05
26.5 | 20 | 4 | 4 | 4.2293 | 3.7579 | 0.22934 | 0.030245 | 0.18648 | 0.13296 | 0.0027229 | 0 | 0.18649 | 0.18648 | 0 | 0.0026878 | 0 | 0 | 0.0027229 | 2.638e-05 | 7.9892e-06 | 1.0145e-05 | 0.0026878 | 0 | 2.9371e-05
26.5 | 20 | 4 | 4 | 4.2293 | 3.7579 | 0.22934 | 0.030245 | 0.18648 | 0.13296 | 0.0027229 | 0 | 0.18649 | 0.18648 | 0 | 0.0026878 | 0 | 0 | 0.0027229 | 2.638e-05 | 7.9892e-06 | 1.0145e-05 | 0.0026878 | 0 | 2.9371e-05
26.5 | 20 | 4 | 4 | 4.2293 | 3.7579 | 0.22934 | 0.030245 | 0.18648 | 0.13296 | 0.0027229 | 0 | 0.18649 | 0.18648 | 0 | 0.0026878 | 0 | 0 | 0.0027229 | 2.638e-05 | 7.9892e-06 | 1.0145e-05 | 0.0026878 | 0 | 2.9371e-05
26.5 | 20 | 4 | 4 | 4.2293 | 3.7579 | 0.22934 | 0.030245 | 0.18648 | 0.13296 | 0.0027229 | 0 | 0.18649 | 0.18648 | 0 | 0.0026878 | 0 | 0 | 0.0027229 | 2.638e-05 | 7.9892e-06 | 1.0145e-05 | 0.0026878 | 0 | 2.9371e-05
26.5 | 20 | 4 | 4 | 4.2293 | 3.7579 | 0.22934 | 0.030245 | 0.18648 | 0.13296 | 0.0027229 | 0 | 0.18649 | 0.18648 | 0 | 0.0026878 | 0 | 0 | 0.0027229 | 2.638e-05 | 7.9892e-06 | 1.0145e-05 | 0.0026878 | 0 | 2.9371e-05
26.5 | 20 | 4 | 4 | 4.2293 | 3.7579 | 0.22934 | 0.030245 | 0.18648 | 0.13296 | 0.0027229 | 0 | 0.18649 | 0.18648 | 0 | 0.0026878 | 0 | 0 | 0.0027229 | 2.638e-05 | 7.9892e-06 | 1.0145e-05 | 0.0026878 | 0 | 2.9371e-05
26.5 | 20 | 4 | 4 | 4.2293 | 3.7579 | 0.22934 | 0.030245 | 0.18648 | 0.13296 | 0.0027229 | 0 | 0.18649 | 0.18648 | 0 | 0.0026878 | 0 | 0 | 0.0027229 | 2.638e-05 | 7.9892e-06 | 1.0145e-05 | 0.0026878 | 0 | 2.9371e-05
26.5 | 20 | 4 | 4 | 4.2293 | 3.7579 | 0.22934 | 0.030245 | 0.18648 | 0.13296 | 0.0027229 | 0 | 0.18649 | 0.18648 | 0 | 0.0026878 | 0 | 0 | 0.0027229 | 2.638e-05 | 7.9892e-06 | 1.0145e-05 | 0.0026878 | 0 | 2.9371e-05
26.5 | 20 | 4 | 4 | 4.2293 | 3.7579 | 0.22934 | 0.030245 | 0.18648 | 0.13296 | 0.0027229 | 0 | 0.18649 | 0.18648 | 0 | 0.0026878 | 0 | 0 | 0.0027229 | 2.638e-05 | 7.9892e-06 | 1.0145e-05 | 0.0026878 | 0 | 2.9371e-05
26.5 | 20 | 4 | 4 | 4.2293 | 3.7579 | 0.22934 | 0.030245 | 0.18648 | 0.13296 | 0.0027229 | 0 | 0.18649 | 0.18648 | 0 | 0.0026878 | 0 | 0 | 0.0027229 | 2.638e-05 | 7.9892e-06 | 1.0145e-05 | 0.0026878 | 0 | 2.9371e-05
26.5 | 20 | 4 | 4 | 4.2293 | 3.7579 | 0.22934 | 0.030245 | 0.18648 | 0.13296 | 0.0027229 | 0 | 0.18649 | 0.18648 | 0 | 0.0026878 | 0 | 0 | 0.0027229 | 2.638e-05 | 7.9892e-06 | 1.0145e-05 | 0.0026878 | 0 | 2.9371e-05
26.5 | 20 | 4 | 4 | 4.2293 | 3.7579 | 0.22934 | 0.030245 | 0.18648 | 0.13296 | 0.0027229 | 0 | 0.18649 | 0.18648 | 0 | 0.0026878 | 0 | 0 | 0.0027229 | 2.638e-05 | 7.9892e-06 | 1.0145e-05 | 0.0026878 | 0 | 2.9371e-05
26.5 | 20 | 4 | 4 | 4.2293 | 3.7579 | 0.22934 | 0.030245 | 0.18648 | 0.13296 | 0.0027229 | 0 | 0.18649 | 0.18648 | 0 | 0.0026878 | 0 | 0 | 0.0027229 | 2.638e-05 | 7.9892e-06 | 1.0145e-05 | 0.0026878 | 0 | 2.9371e-05
26.5 | 20 | 4 | 4 | 4.2293 | 3.7579 | 0.22934 | 0.030245 | 0.18648 | 0.13296 | 0.0027229 | 0 | 0.18649 | 0.18648 | 0 | 0.0026878 | 0 | 0 | 0.0027229 | 2.638e-05 | 7.9892e-06 | 1.0145e-05 | 0.0026878 | 0 | 2.9371e-05
26.5 | 20 | 4 | 4 | 4.2293 | 3.7579 | 0.22934 | 0.030245 | 0.18648 | 0.13296 | 0.0027229 | 0 | 0.18649 | 0.18648 | 0 | 0.0026878 | 0 | 0 | 0.0027229 | 2.638e-05 | 7.9892e-06 | 1.0145e-05 | 0.0026878 | 0 | 2.9371e-05
26.5 | 20 | 4 | 4 | 4.2293 | 3.7579 | 0.22934 | 0.030245 | 0.18648 | 0.13296 | 0.0027229 | 0 | 0.18649 | 0.18648 | 0 | 0.0026878 | 0 | 0 | 0.0027229 | 2.638e-05 | 7.9892e-06 | 1.0145e-05 | 0.0026878 | 0 | 2.9371e-05
26.5 | 20 | 4 | 4 | 4.2293 | 3.7579 | 0.22934 | 0.030245 | 0.18648 | 0.13296 | 0.0027229 | 0 | 0.18649 | 0.18648 | 0 | 0.0026878 | 0 | 0 | 0.0027229 | 2.638e-05 | 7.9892e-06 | 1.0145e-05 | 0.0026878 | 0 | 2.9371e-05
26.5 | 20 | 4 | 4 | 4.2293 | 3.7579 | 0.22934 | 0.030245 | 0.18648 | 0.13296 | 0.0027229 | 0 | 0.18649 | 0.18648 | 0 | 0.0026878 | 0 | 0 | 0.0027229 | 2.638e-05 | 7.9892e-06 | 1.0145e-05 | 0.0026878 | 0 | 2.9371e-05
26.5 | 20 | 4 | 4 | 4.2293 | 3.7579 | 0.22934 | 0.030245 | 0.18648 | 0.13296 | 0.0027229 | 0 | 0.18649 | 0.18648 | 0 | 0.0026878 | 0 | 0 | 0.0027229 | 2.638e-05 | 7.9892e-06 | 1.0145e-05 | 0.0026878 | 0 | 2.9371e-05

## User Cal. Noise Std
Noise Standard Data: |  | i
NOTE: Descriptive information and reflection coef. phase are optional information not used in this analysis
Certificate No: | [15 empty] | 0.1 | [5 empty] | Noise Source Values used in analysis: |  |  | Gamma Confidence
Model No: | [15 empty] | 0.528 | Frequency (GHz): | ENR | ENR_U | Hot Gamma | Cold Gamma | Calibration |  |  | 0.70711
Options installed: | [15 empty] | 26.5 |  | 15.5 | 0.1 | 0.1 | 0.04 | ENR (dB) | ENR Uncert. (dB) | ¦G¦hot (linear) | ¦G¦cold (linear)
Serial No: | [15 empty] | 1 | 0.1 | 18.5 | 0.1 | 0.06 | 0.1 | 12 | 0.1 | 0.22 | 0.12
Desccription: | [15 empty] | 2 | 0.628 | 18.5 | 0.1 | 0.06 | 0.1 | 12 | 0.1 | 0.22 | 0.12
Date Calibrated | [15 empty] | 3 | 1.156 | 18.5 | 0.1 | 0.06 | 0.1 | 12 | 0.1 | 0.22 | 0.12
Frequency |  | ENR | ENR UNC | REFLECTION | REFLECTION | REFLECTION | REFLECTION | Freq | GHZ | min diff | Meas Freq | ENR | ENR_U | Hot Gamma | Cold Gamma | 4 | 1.684 | 18.4 | 0.1 | 0.05 | 0.09 | 12 | 0.1 | 0.22 | 0.12
|  |  |  | COEF. ON | COEF. ON | COEF. OFF | COEF. OFF | Multiplier |  | 0.1 | 26.6 | 15.5 | 0.1 | 0.1 | 0.04 | 5 | 2.212 | 18.4 | 0.1 | 0.05 | 0.09 | 12 | 0.1 | 0.22 | 0.12
| Units | dB | dB | Mag | Phase Deg | Mag | PhaseDeg |  |  | diff | 1 |  |  |  |  | 6 | 2.74 | 18.3 | 0.1 | 0.04 | 0.09 | 12 | 0.1 | 0.22 | 0.12
10 | MHz | 18.5 | 0.1 | 0.06 | 30 | 0.1 | 60 | 0.001 | 0.01 | 26.59 | 0 | 0 | 0 | 0 | 0 | 7 | 3.268 | 18.3 | 0.1 | 0.04 | 0.09 | 12 | 0.1 | 0.22 | 0.12
100 | MHz | 18.5 | 0.1 | 0.06 | 30 | 0.1 | 60 | 0.001 | 0.1 | 26.5 | 0 | 0 | 0 | 0 | 0 | 8 | 3.796 | 18.192 | 0.1 | 0.0436 | 0.0997 | 12 | 0.1 | 0.22 | 0.12
1000 | MHz | 18.5 | 0.1 | 0.06 | 30 | 0.1 | 60 | 0.001 | 1 | 25.6 | 0 | 0 | 0 | 0 | 0 | 9 | 4.324 | 18.192 | 0.1 | 0.0436 | 0.0997 | 12 | 0.1 | 0.22 | 0.12
2000 | MHz | 18.4 | 0.1 | 0.05 | 30 | 0.09 | 60 | 0.001 | 2 | 24.6 | 0 | 0 | 0 | 0 | 0 | 10 | 4.852 | 18 | 0.1 | 0.04 | 0.08 | 12 | 0.1 | 0.22 | 0.12
3000 | MHz | 18.3 | 0.1 | 0.04 | 30 | 0.09 | 60 | 0.001 | 3 | 23.6 | 0 | 0 | 0 | 0 | 0 | 11 | 5.38 | 18 | 0.1 | 0.04 | 0.08 | 12 | 0.1 | 0.22 | 0.12
4000 | MHz | 18.192 | 0.1 | 0.0436 | 30 | 0.0997 | 60 | 0.001 | 4 | 22.6 | 0 | 0 | 0 | 0 | 0 | 12 | 5.908 | 17.8 | 0.1 | 0.05 | 0.08 | 12 | 0.1 | 0.22 | 0.12
5000 | MHz | 18 | 0.1 | 0.04 | 30 | 0.08 | 60 | 0.001 | 5 | 21.6 | 0 | 0 | 0 | 0 | 0 | 13 | 6.436 | 17.8 | 0.1 | 0.05 | 0.08 | 12 | 0.1 | 0.22 | 0.12
6000 | MHz | 17.8 | 0.1 | 0.05 | 30 | 0.08 | 60 | 0.001 | 6 | 20.6 | 0 | 0 | 0 | 0 | 0 | 14 | 6.964 | 17.6 | 0.1 | 0.05 | 0.08 | 12 | 0.1 | 0.22 | 0.12
7000 | MHz | 17.6 | 0.1 | 0.05 | 30 | 0.08 | 60 | 0.001 | 7 | 19.6 | 0 | 0 | 0 | 0 | 0 | 15 | 7.492 | 17.6 | 0.1 | 0.05 | 0.08 | 12 | 0.1 | 0.22 | 0.12
8000 | MHz | 17.5 | 0.1 | 0.05 | 30 | 0.07 | 60 | 0.001 | 8 | 18.6 | 0 | 0 | 0 | 0 | 0 | 16 | 8.02 | 17.5 | 0.1 | 0.05 | 0.07 | 12 | 0.1 | 0.22 | 0.12
9000 | MHz | 17.4 | 0.1 | 0.06 | 30 | 0.07 | 60 | 0.001 | 9 | 17.6 | 0 | 0 | 0 | 0 | 0 | 17 | 8.548 | 17.4 | 0.1 | 0.06 | 0.07 | 12 | 0.1 | 0.22 | 0.12
10000 | MHz | 17.2 | 0.1 | 0.06 | 30 | 0.07 | 60 | 0.001 | 10 | 16.6 | 0 | 0 | 0 | 0 | 0 | 18 | 9.076 | 17.4 | 0.1 | 0.06 | 0.07 | 12 | 0.1 | 0.22 | 0.12
11000 | MHz | 17.1 | 0.1 | 0.06 | 30 | 0.06 | 60 | 0.001 | 11 | 15.6 | 0 | 0 | 0 | 0 | 0 | 19 | 9.604 | 17.2 | 0.1 | 0.06 | 0.07 | 12 | 0.1 | 0.22 | 0.12
12000 | MHz | 17 | 0.1 | 0.07 | 30 | 0.06 | 60 | 0.001 | 12 | 14.6 | 0 | 0 | 0 | 0 | 0 | 20 | 10.132 | 17.2 | 0.1 | 0.06 | 0.07 | 12 | 0.1 | 0.22 | 0.12
13000 | MHz | 16.8 | 0.1 | 0.07 | 30 | 0.06 | 60 | 0.001 | 13 | 13.6 | 0 | 0 | 0 | 0 | 0 | 21 | 10.66 | 17.1 | 0.1 | 0.06 | 0.06 | 12 | 0.1 | 0.22 | 0.12
14000 | MHz | 16.6 | 0.1 | 0.07 | 30 | 0.05 | 60 | 0.001 | 14 | 12.6 | 0 | 0 | 0 | 0 | 0 | 22 | 11.188 | 17.1 | 0.1 | 0.06 | 0.06 | 12 | 0.1 | 0.22 | 0.12
15000 | MHz | 16.5 | 0.1 | 0.09 | 30 | 0.05 | 60 | 0.001 | 15 | 11.6 | 0 | 0 | 0 | 0 | 0 | 23 | 11.716 | 17 | 0.1 | 0.07 | 0.06 | 12 | 0.1 | 0.22 | 0.12
16000 | MHz | 16.4 | 0.1 | 0.09 | 30 | 0.05 | 60 | 0.001 | 16 | 10.6 | 0 | 0 | 0 | 0 | 0 | 24 | 12.244 | 17 | 0.1 | 0.07 | 0.06 | 12 | 0.1 | 0.22 | 0.12
17000 | MHz | 16.2 | 0.1 | 0.09 | 30 | 0.04 | 60 | 0.001 | 17 | 9.6 | 0 | 0 | 0 | 0 | 0 | 25 | 12.772 | 16.8 | 0.1 | 0.07 | 0.06 | 12 | 0.1 | 0.22 | 0.12
18000 | MHz | 16 | 0.1 | 0.1 | 30 | 0.04 | 60 | 0.001 | 18 | 8.6 | 0 | 0 | 0 | 0 | 0 | 26 | 13.3 | 16.8 | 0.1 | 0.07 | 0.06 | 12 | 0.1 | 0.22 | 0.12
19000 | MHz | 15.9 | 0.1 | 0.1 | 30 | 0.04 | 60 | 0.001 | 19 | 7.6 | 0 | 0 | 0 | 0 | 0 | 27 | 13.828 | 16.6 | 0.1 | 0.07 | 0.05 | 12 | 0.1 | 0.22 | 0.12
20000 | MHz | 15.8 | 0.1 | 0.11 | 30 | 0.03 | 60 | 0.001 | 20 | 6.6 | 0 | 0 | 0 | 0 | 0 | 28 | 14.356 | 16.6 | 0.1 | 0.07 | 0.05 | 12 | 0.1 | 0.22 | 0.12
21000 | MHz | 15.7 | 0.1 | 0.11 | 30 | 0.02 | 60 | 0.001 | 21 | 5.6 | 0 | 0 | 0 | 0 | 0 | 29 | 14.884 | 16.5 | 0.1 | 0.09 | 0.05 | 12 | 0.1 | 0.22 | 0.12
22000 | MHz | 15.5 | 0.1 | 0.11 | 30 | 0.02 | 60 | 0.001 | 22 | 4.6 | 0 | 0 | 0 | 0 | 0 | 30 | 15.412 | 16.5 | 0.1 | 0.09 | 0.05 | 12 | 0.1 | 0.22 | 0.12
23000 | MHz | 15.5 | 0.1 | 0.11 | 30 | 0.02 | 60 | 0.001 | 23 | 3.6 | 0 | 0 | 0 | 0 | 0 | 31 | 15.94 | 16.4 | 0.1 | 0.09 | 0.05 | 12 | 0.1 | 0.22 | 0.12
24000 | MHz | 15.5 | 0.1 | 0.11 | 30 | 0.02 | 60 | 0.001 | 24 | 2.6 | 0 | 0 | 0 | 0 | 0 | 32 | 16.468 | 16.4 | 0.1 | 0.09 | 0.05 | 12 | 0.1 | 0.22 | 0.12
25000 | MHz | 15.5 | 0.1 | 0.11 | 30 | 0.02 | 60 | 0.001 | 25 | 1.6 | 0 | 0 | 0 | 0 | 0 | 33 | 16.996 | 16.2 | 0.1 | 0.09 | 0.04 | 12 | 0.1 | 0.22 | 0.12
26000 | MHz | 15.5 | 0.1 | 0.11 | 30 | 0.03 | 60 | 0.001 | 26 | 0.6 | 0 | 0 | 0 | 0 | 0 | 34 | 17.524 | 16 | 0.1 | 0.1 | 0.04 | 12 | 0.1 | 0.22 | 0.12
26500 | MHz | 15.5 | 0.1 | 0.1 | 30 | 0.04 | 60 | 0.001 | 26.5 | 0.1 | 1 | 15.5 | 0.1 | 0.1 | 0.04 | 35 | 18.052 | 16 | 0.1 | 0.1 | 0.04 | 12 | 0.1 | 0.22 | 0.12
27000 | MHz | 15.5 | 0.1 | 0.1 | 30 | 0.05 | 60 | 0.001 | 27 | 0.4 | 0 | 0 | 0 | 0 | 0 | 36 | 18.58 | 15.9 | 0.1 | 0.1 | 0.04 | 12 | 0.1 | 0.22 | 0.12
28000 | MHz | 15.5 | 0.1 | 0.1 | 30 | 0.06 | 60 | 0.001 | 28 | 1.4 | 0 | 0 | 0 | 0 | 0 | 37 | 19.108 | 15.9 | 0.1 | 0.1 | 0.04 | 12 | 0.1 | 0.22 | 0.12
29000 | MHz | 15.5 | 0.1 | 0.091 | 30 | 0.07 | 60 | 0.001 | 29 | 2.4 | 0 | 0 | 0 | 0 | 0 | 38 | 19.636 | 15.8 | 0.1 | 0.11 | 0.03 | 12 | 0.1 | 0.22 | 0.12
30000 | MHz | 15.5 | 0.1 | 0.081 | 30 | 0.08 | 60 | 0.001 | 30 | 3.4 | 0 | 0 | 0 | 0 | 0 | 39 | 20.164 | 15.8 | 0.1 | 0.11 | 0.03 | 12 | 0.1 | 0.22 | 0.12
31000 | MHz | 15.5 | 0.1 | 0.071 | 30 | 0.09 | 60 | 0.001 | 31 | 4.4 | 0 | 0 | 0 | 0 | 0 | 40 | 20.692 | 15.7 | 0.1 | 0.11 | 0.02 | 12 | 0.1 | 0.22 | 0.12
32000 | MHz | 15.5 | 0.1 | 0.061 | 30 | 0.1 | 60 | 0.001 | 32 | 5.4 | 0 | 0 | 0 | 0 | 0 | 41 | 21.22 | 15.7 | 0.1 | 0.11 | 0.02 | 12 | 0.1 | 0.22 | 0.12
33000 | MHz | 15.5 | 0.1 | 0.051 | 30 | 0.1 | 60 | 0.001 | 33 | 6.4 | 0 | 0 | 0 | 0 | 0 | 42 | 21.748 | 15.5 | 0.1 | 0.11 | 0.02 | 12 | 0.1 | 0.22 | 0.12
34000 | MHz | 15.5 | 0.1 | 0.041 | 30 | 0.1 | 60 | 0.001 | 34 | 7.4 | 0 | 0 | 0 | 0 | 0 | 43 | 22.276 | 15.5 | 0.1 | 0.11 | 0.02 | 12 | 0.1 | 0.22 | 0.12
35000 | MHz | 15.5 | 0.1 | 0.031 | 30 | 0.11 | 60 | 0.001 | 35 | 8.4 | 0 | 0 | 0 | 0 | 0 | 44 | 22.804 | 15.5 | 0.1 | 0.11 | 0.02 | 12 | 0.1 | 0.22 | 0.12
36000 | MHz | 15.5 | 0.1 | 0.021 | 30 | 0.11 | 60 | 0.001 | 36 | 9.4 | 0 | 0 | 0 | 0 | 0 | 45 | 23.332 | 15.5 | 0.1 | 0.11 | 0.02 | 12 | 0.1 | 0.22 | 0.12
37000 | MHz | 15.5 | 0.1 | 0.01 | 30 | 0.11 | 60 | 0.001 | 37 | 10.4 | 0 | 0 | 0 | 0 | 0 | 46 | 23.86 | 15.5 | 0.1 | 0.11 | 0.02 | 12 | 0.1 | 0.22 | 0.12
38000 | MHz | 15.5 | 0.1 | 0 | 30 | 0.11 | 60 | 0.001 | 38 | 11.4 | 0 | 0 | 0 | 0 | 0 | 47 | 24.388 | 15.5 | 0.1 | 0.11 | 0.02 | 12 | 0.1 | 0.22 | 0.12
39000 | MHz | 15.5 | 0.1 | 0.01 | 30 | 0.11 | 60 | 0.001 | 39 | 12.4 | 0 | 0 | 0 | 0 | 0 | 48 | 24.916 | 15.5 | 0.1 | 0.11 | 0.02 | 12 | 0.1 | 0.22 | 0.12
40000 | MHz | 15.5 | 0.1 | 0.04 | 30 | 0.12 | 60 | 0.001 | 40 | 13.4 | 0 | 0 | 0 | 0 | 0 | 49 | 25.444 | 15.5 | 0.1 | 0.11 | 0.02 | 12 | 0.1 | 0.22 | 0.12
41000 | MHz | 15.5 | 0.1 | 0.05 | 30 | 0.12 | 60 | 0.001 | 41 | 14.4 | 0 | 0 | 0 | 0 | 0 | 50 | 25.972 | 15.5 | 0.1 | 0.11 | 0.03 | 12 | 0.1 | 0.22 | 0.12
42000 | MHz | 15.5 | 0.1 | 0.06 | 30 | 0.12 | 60 | 0.001 | 42 | 15.4 | 0 | 0 | 0 | 0 | 0 | 51 | 26.5 | 15.5 | 0.1 | 0.1 | 0.04 | 12 | 0.1 | 0.22 | 0.12
43000 | MHz | 15.1 | 0.1 | 0.07 | 30 | 0.12 | 60 | 0.001 | 43 | 16.4 | 0 | 0 | 0 | 0 | 0 | 52 | 26.5001 | 15.5 | 0.1 | 0.1 | 0.04 | 12 | 0.1 | 0.22 | 0.12
44000 | MHz | 14.5 | 0.1 | 0.08 | 30 | 0.13 | 60 | 0.001 | 44 | 17.4 | 0 | 0 | 0 | 0 | 0 | 53 | 26.5001 | 15.5 | 0.1 | 0.1 | 0.04 | 12 | 0.1 | 0.22 | 0.12
45000 | MHz | 13.7 | 0.1 | 0.09 | 30 | 0.13 | 60 | 0.001 | 45 | 18.4 | 0 | 0 | 0 | 0 | 0 | 54 | 26.5001 | 15.5 | 0.1 | 0.1 | 0.04 | 12 | 0.1 | 0.22 | 0.12
46000 | MHz | 13.5 | 0.1 | 0.1 | 30 | 0.13 | 60 | 0.001 | 46 | 19.4 | 0 | 0 | 0 | 0 | 0 | 55 | 26.5001 | 15.5 | 0.1 | 0.1 | 0.04 | 12 | 0.1 | 0.22 | 0.12
47000 | MHz | 13.5 | 0.1 | 0.11 | 30 | 0.13 | 60 | 0.001 | 47 | 20.4 | 0 | 0 | 0 | 0 | 0 | 56 | 26.5001 | 15.5 | 0.1 | 0.1 | 0.04 | 12 | 0.1 | 0.22 | 0.12
48000 | MHz | 12.95 | 0.1 | 0.12 | 30 | 0.14 | 60 | 0.001 | 48 | 21.4 | 0 | 0 | 0 | 0 | 0 | 57 | 26.5001 | 15.5 | 0.1 | 0.1 | 0.04 | 12 | 0.1 | 0.22 | 0.12
49000 | MHz | 12.22 | 0.1 | 0.13 | 30 | 0.14 | 60 | 0.001 | 49 | 22.4 | 0 | 0 | 0 | 0 | 0 | 58 | 26.5001 | 15.5 | 0.1 | 0.1 | 0.04 | 12 | 0.1 | 0.22 | 0.12
50000 | MHz | 11.77 | 0.1 | 0.14 | 30 | 0.14 | 60 | 0.001 | 50 | 23.4 | 0 | 0 | 0 | 0 | 0 | 59 | 26.5001 | 15.5 | 0.1 | 0.1 | 0.04 | 12 | 0.1 | 0.22 | 0.12
0 |  | 0 | 0 | 0 | 0 | 0 | 0 | 1e-09 | 1000 | 973.4 | 0 | 0 | 0 | 0 | 0 | 60 | 26.5001 | 15.5 | 0.1 | 0.1 | 0.04 | 12 | 0.1 | 0.22 | 0.12
0 |  | 0 | 0 | 0 | 0 | 0 | 0 | 1e-09 | 1000 | 973.4 | 0 | 0 | 0 | 0 | 0 | 61 | 26.5001 | 15.5 | 0.1 | 0.1 | 0.04 | 12 | 0.1 | 0.22 | 0.12
0 |  | 0 | 0 | 0 | 0 | 0 | 0 | 1e-09 | 1000 | 973.4 | 0 | 0 | 0 | 0 | 0 | 62 | 26.5001 | 15.5 | 0.1 | 0.1 | 0.04 | 12 | 0.1 | 0.22 | 0.12
0 |  | 0 | 0 | 0 | 0 | 0 | 0 | 1e-09 | 1000 | 973.4 | 0 | 0 | 0 | 0 | 0 | 63 | 26.5001 | 15.5 | 0.1 | 0.1 | 0.04 | 12 | 0.1 | 0.22 | 0.12
0 |  | 0 | 0 | 0 | 0 | 0 | 0 | 1e-09 | 1000 | 973.4 | 0 | 0 | 0 | 0 | 0 | 64 | 26.5001 | 15.5 | 0.1 | 0.1 | 0.04 | 12 | 0.1 | 0.22 | 0.12
0 |  | 0 | 0 | 0 | 0 | 0 | 0 | 1e-09 | 1000 | 973.4 | 0 | 0 | 0 | 0 | 0 | 65 | 26.5001 | 15.5 | 0.1 | 0.1 | 0.04 | 12 | 0.1 | 0.22 | 0.12
0 |  | 0 | 0 | 0 | 0 | 0 | 0 | 1e-09 | 1000 | 973.4 | 0 | 0 | 0 | 0 | 0 | 66 | 26.5001 | 15.5 | 0.1 | 0.1 | 0.04 | 12 | 0.1 | 0.22 | 0.12
0 |  | 0 | 0 | 0 | 0 | 0 | 0 | 1e-09 | 1000 | 973.4 | 0 | 0 | 0 | 0 | 0 | 67 | 26.5001 | 15.5 | 0.1 | 0.1 | 0.04 | 12 | 0.1 | 0.22 | 0.12
0 |  | 0 | 0 | 0 | 0 | 0 | 0 | 1e-09 | 1000 | 973.4 | 0 | 0 | 0 | 0 | 0 | 68 | 26.5001 | 15.5 | 0.1 | 0.1 | 0.04 | 12 | 0.1 | 0.22 | 0.12
0 |  | 0 | 0 | 0 | 0 | 0 | 0 | 1e-09 | 1000 | 973.4 | 0 | 0 | 0 | 0 | 0 | 69 | 26.5001 | 15.5 | 0.1 | 0.1 | 0.04 | 12 | 0.1 | 0.22 | 0.12
0 |  | 0 | 0 | 0 | 0 | 0 | 0 | 1e-09 | 1000 | 973.4 | 0 | 0 | 0 | 0 | 0 | 70 | 26.5001 | 15.5 | 0.1 | 0.1 | 0.04 | 12 | 0.1 | 0.22 | 0.12
0 |  | 0 | 0 | 0 | 0 | 0 | 0 | 1e-09 | 1000 | 973.4 | 0 | 0 | 0 | 0 | 0 | 71 | 26.5001 | 15.5 | 0.1 | 0.1 | 0.04 | 12 | 0.1 | 0.22 | 0.12
0 |  | 0 | 0 | 0 | 0 | 0 | 0 | 1e-09 | 1000 | 973.4 | 0 | 0 | 0 | 0 | 0 | 72 | 26.5001 | 15.5 | 0.1 | 0.1 | 0.04 | 12 | 0.1 | 0.22 | 0.12
0 |  | 0 | 0 | 0 | 0 | 0 | 0 | 1e-09 | 1000 | 973.4 | 0 | 0 | 0 | 0 | 0 | 73 | 26.5001 | 15.5 | 0.1 | 0.1 | 0.04 | 12 | 0.1 | 0.22 | 0.12
0 |  | 0 | 0 | 0 | 0 | 0 | 0 | 1e-09 | 1000 | 973.4 | 0 | 0 | 0 | 0 | 0 | 74 | 26.5001 | 15.5 | 0.1 | 0.1 | 0.04 | 12 | 0.1 | 0.22 | 0.12
0 |  | 0 | 0 | 0 | 0 | 0 | 0 | 1e-09 | 1000 | 973.4 | 0 | 0 | 0 | 0 | 0 | 75 | 26.5001 | 15.5 | 0.1 | 0.1 | 0.04 | 12 | 0.1 | 0.22 | 0.12
0 |  | 0 | 0 | 0 | 0 | 0 | 0 | 1e-09 | 1000 | 973.4 | 0 | 0 | 0 | 0 | 0 | 76 | 26.5001 | 15.5 | 0.1 | 0.1 | 0.04 | 12 | 0.1 | 0.22 | 0.12
0 |  | 0 | 0 | 0 | 0 | 0 | 0 | 1e-09 | 1000 | 973.4 | 0 | 0 | 0 | 0 | 0 | 77 | 26.5001 | 15.5 | 0.1 | 0.1 | 0.04 | 12 | 0.1 | 0.22 | 0.12
0 |  | 0 | 0 | 0 | 0 | 0 | 0 | 1e-09 | 1000 | 973.4 | 0 | 0 | 0 | 0 | 0 | 78 | 26.5001 | 15.5 | 0.1 | 0.1 | 0.04 | 12 | 0.1 | 0.22 | 0.12
0 |  | 0 | 0 | 0 | 0 | 0 | 0 | 1e-09 | 1000 | 973.4 | 0 | 0 | 0 | 0 | 0 | 79 | 26.5001 | 15.5 | 0.1 | 0.1 | 0.04 | 12 | 0.1 | 0.22 | 0.12
0 |  | 0 | 0 | 0 | 0 | 0 | 0 | 1e-09 | 1000 | 973.4 | 0 | 0 | 0 | 0 | 0 | 80 | 26.5001 | 15.5 | 0.1 | 0.1 | 0.04 | 12 | 0.1 | 0.22 | 0.12
0 |  | 0 | 0 | 0 | 0 | 0 | 0 | 1e-09 | 1000 | 973.4 | 0 | 0 | 0 | 0 | 0 | 81 | 26.5001 | 15.5 | 0.1 | 0.1 | 0.04 | 12 | 0.1 | 0.22 | 0.12
0 |  | 0 | 0 | 0 | 0 | 0 | 0 | 1e-09 | 1000 | 973.4 | 0 | 0 | 0 | 0 | 0 | 82 | 26.5001 | 15.5 | 0.1 | 0.1 | 0.04 | 12 | 0.1 | 0.22 | 0.12
0 |  | 0 | 0 | 0 | 0 | 0 | 0 | 1e-09 | 1000 | 973.4 | 0 | 0 | 0 | 0 | 0 | 83 | 26.5001 | 15.5 | 0.1 | 0.1 | 0.04 | 12 | 0.1 | 0.22 | 0.12
0 |  | 0 | 0 | 0 | 0 | 0 | 0 | 1e-09 | 1000 | 973.4 | 0 | 0 | 0 | 0 | 0 | 84 | 26.5001 | 15.5 | 0.1 | 0.1 | 0.04 | 12 | 0.1 | 0.22 | 0.12
0 |  | 0 | 0 | 0 | 0 | 0 | 0 | 1e-09 | 1000 | 973.4 | 0 | 0 | 0 | 0 | 0 | 85 | 26.5001 | 15.5 | 0.1 | 0.1 | 0.04 | 12 | 0.1 | 0.22 | 0.12
0 |  | 0 | 0 | 0 | 0 | 0 | 0 | 1e-09 | 1000 | 973.4 | 0 | 0 | 0 | 0 | 0 | 86 | 26.5001 | 15.5 | 0.1 | 0.1 | 0.04 | 12 | 0.1 | 0.22 | 0.12
0 |  | 0 | 0 | 0 | 0 | 0 | 0 | 1e-09 | 1000 | 973.4 | 0 | 0 | 0 | 0 | 0 | 87 | 26.5001 | 15.5 | 0.1 | 0.1 | 0.04 | 12 | 0.1 | 0.22 | 0.12
0 |  | 0 | 0 | 0 | 0 | 0 | 0 | 1e-09 | 1000 | 973.4 | 0 | 0 | 0 | 0 | 0 | 88 | 26.5001 | 15.5 | 0.1 | 0.1 | 0.04 | 12 | 0.1 | 0.22 | 0.12
0 |  | 0 | 0 | 0 | 0 | 0 | 0 | 1e-09 | 1000 | 973.4 | 0 | 0 | 0 | 0 | 0 | 89 | 26.5001 | 15.5 | 0.1 | 0.1 | 0.04 | 12 | 0.1 | 0.22 | 0.12
0 |  | 0 | 0 | 0 | 0 | 0 | 0 | 1e-09 | 1000 | 973.4 | 0 | 0 | 0 | 0 | 0 | 90 | 26.5001 | 15.5 | 0.1 | 0.1 | 0.04 | 12 | 0.1 | 0.22 | 0.12
0 |  | 0 | 0 | 0 | 0 | 0 | 0 | 1e-09 | 1000 | 973.4 | 0 | 0 | 0 | 0 | 0 | 91 | 26.5001 | 15.5 | 0.1 | 0.1 | 0.04 | 12 | 0.1 | 0.22 | 0.12
0 |  | 0 | 0 | 0 | 0 | 0 | 0 | 1e-09 | 1000 | 973.4 | 0 | 0 | 0 | 0 | 0 | 92 | 26.5001 | 15.5 | 0.1 | 0.1 | 0.04 | 12 | 0.1 | 0.22 | 0.12
0 |  | 0 | 0 | 0 | 0 | 0 | 0 | 1e-09 | 1000 | 973.4 | 0 | 0 | 0 | 0 | 0 | 93 | 26.5001 | 15.5 | 0.1 | 0.1 | 0.04 | 12 | 0.1 | 0.22 | 0.12
0 |  | 0 | 0 | 0 | 0 | 0 | 0 | 1e-09 | 1000 | 973.4 | 0 | 0 | 0 | 0 | 0 | 94 | 26.5001 | 15.5 | 0.1 | 0.1 | 0.04 | 12 | 0.1 | 0.22 | 0.12
0 |  | 0 | 0 | 0 | 0 | 0 | 0 | 1e-09 | 1000 | 973.4 | 0 | 0 | 0 | 0 | 0 | 95 | 26.5001 | 15.5 | 0.1 | 0.1 | 0.04 | 12 | 0.1 | 0.22 | 0.12
0 |  | 0 | 0 | 0 | 0 | 0 | 0 | 1e-09 | 1000 | 973.4 | 0 | 0 | 0 | 0 | 0 | 96 | 26.5001 | 15.5 | 0.1 | 0.1 | 0.04 | 12 | 0.1 | 0.22 | 0.12
0 |  | 0 | 0 | 0 | 0 | 0 | 0 | 1e-09 | 1000 | 973.4 | 0 | 0 | 0 | 0 | 0 | 97 | 26.5001 | 15.5 | 0.1 | 0.1 | 0.04 | 12 | 0.1 | 0.22 | 0.12
[16 empty] | 98 | 26.5001 | 15.5 | 0.1 | 0.1 | 0.04 | 12 | 0.1 | 0.22 | 0.12
[16 empty] | 99 | 26.5001 | 15.5 | 0.1 | 0.1 | 0.04 | 12 | 0.1 | 0.22 | 0.12
[16 empty] | 100 | 26.5001 | 15.5 | 0.1 | 0.1 | 0.04 | 12 | 0.1 | 0.22 | 0.12
[16 empty] | 101 | 26.5001 | 15.5 | 0.1 | 0.1 | 0.04 | 12 | 0.1 | 0.22 | 0.12
[16 empty] | 102 | 26.5001 | 15.5 | 0.1 | 0.1 | 0.04 | 12 | 0.1 | 0.22 | 0.12
Note on C1: Enter parameters for the noise source used for the user calibration in the shaded area. Frequency Unit (column B): This may be GHz, MHz, KHz, or Hz. Hz is assumed if left blank.

## Meas. Noise Std
Noise Standard Data: |  | i
NOTE: Descriptive information and reflection coef. phase are optional information not used in this analysis | [21 empty] | 1
Certificate No: | [15 empty] | 0.1 | [5 empty] | Noise Source Values used in analysis: |  |  | Gamma Confidence
Model No: | [15 empty] | 0.528 | Frequency (GHz): | ENR | ENR_U | Hot Gamma | Cold Gamma | Measurement |  |  | 0.70711
Options installed: | [15 empty] | 26.5 |  | 15.5 | 0.1 | 0.11 | 0.02 | ENR (dB) | ENR Uncert. (dB) | ¦G¦hot (linear) | ¦G¦cold (linear)
Serial No: | [15 empty] | 1 | 0.1 | 18.5 | 0.1 | 0.06 | 0.1 | 5 | 0.1 | 0.1 | 1
Desccription: | [15 empty] | 2 | 0.628 | 18.5 | 0.1 | 0.06 | 0.1 | 5 | 0.1 | 0.1 | 1
Date Calibrated | [15 empty] | 3 | 1.156 | 18.5 | 0.1 | 0.06 | 0.1 | 5 | 0.1 | 0.1 | 1
Frequency |  | ENR | ENR UNC | REFLECTION | REFLECTION | REFLECTION | REFLECTION | Freq | GHZ | min diff | Meas Freq | ENR | ENR_U | Hot Gamma | Cold Gamma | 4 | 1.684 | 18.4 | 0.1 | 0.05 | 0.09 | 5 | 0.1 | 0.1 | 1
|  |  |  | COEF. ON | COEF. ON | COEF. OFF | COEF. OFF | Multiplier | Frequency Multiplier | 0.5 | 22.5 | 15.5 | 0.1 | 0.11 | 0.02 | 5 | 2.212 | 18.4 | 0.1 | 0.05 | 0.09 | 5 | 0.1 | 0.1 | 1
| Units | dB | dB | Mag | Phase Deg | Mag | PhaseDeg |  | 1e-09 | diff | 2 |  |  |  |  | 6 | 2.74 | 18.3 | 0.1 | 0.04 | 0.09 | 5 | 0.1 | 0.1 | 1
10 | MHz | 18.5 | 0.1 | 0.06 | 30 | 0.1 | 60 | 0.001 | 0.01 | 22.49 | 0 | 0 | 0 | 0 | 0 | 7 | 3.268 | 18.3 | 0.1 | 0.04 | 0.09 | 5 | 0.1 | 0.1 | 1
100 | MHz | 18.5 | 0.1 | 0.06 | 30 | 0.1 | 60 | 0.001 | 0.1 | 22.4 | 0 | 0 | 0 | 0 | 0 | 8 | 3.796 | 18.192 | 0.1 | 0.04 | 0.09 | 5 | 0.1 | 0.1 | 1
1000 | MHz | 18.5 | 0.1 | 0.06 | 30 | 0.1 | 60 | 0.001 | 1 | 21.5 | 0 | 0 | 0 | 0 | 0 | 9 | 4.324 | 18.192 | 0.1 | 0.04 | 0.09 | 5 | 0.1 | 0.1 | 1
2000 | MHz | 18.4 | 0.1 | 0.05 | 30 | 0.09 | 60 | 0.001 | 2 | 20.5 | 0 | 0 | 0 | 0 | 0 | 10 | 4.852 | 18 | 0.1 | 0.04 | 0.08 | 5 | 0.1 | 0.1 | 1
3000 | MHz | 18.3 | 0.1 | 0.04 | 30 | 0.09 | 60 | 0.001 | 3 | 19.5 | 0 | 0 | 0 | 0 | 0 | 11 | 5.38 | 18 | 0.1 | 0.04 | 0.08 | 5 | 0.1 | 0.1 | 1
4000 | MHz | 18.192 | 0.1 | 0.04 | 30 | 0.09 | 60 | 0.001 | 4 | 18.5 | 0 | 0 | 0 | 0 | 0 | 12 | 5.908 | 17.8 | 0.1 | 0.05 | 0.08 | 5 | 0.1 | 0.1 | 1
5000 | MHz | 18 | 0.1 | 0.04 | 30 | 0.08 | 60 | 0.001 | 5 | 17.5 | 0 | 0 | 0 | 0 | 0 | 13 | 6.436 | 17.8 | 0.1 | 0.05 | 0.08 | 5 | 0.1 | 0.1 | 1
6000 | MHz | 17.8 | 0.1 | 0.05 | 30 | 0.08 | 60 | 0.001 | 6 | 16.5 | 0 | 0 | 0 | 0 | 0 | 14 | 6.964 | 17.6 | 0.1 | 0.05 | 0.08 | 5 | 0.1 | 0.1 | 1
7000 | MHz | 17.6 | 0.1 | 0.05 | 30 | 0.08 | 60 | 0.001 | 7 | 15.5 | 0 | 0 | 0 | 0 | 0 | 15 | 7.492 | 17.6 | 0.1 | 0.05 | 0.08 | 5 | 0.1 | 0.1 | 1
8000 | MHz | 17.5 | 0.1 | 0.05 | 30 | 0.07 | 60 | 0.001 | 8 | 14.5 | 0 | 0 | 0 | 0 | 0 | 16 | 8.02 | 17.5 | 0.1 | 0.05 | 0.07 | 5 | 0.1 | 0.1 | 1
9000 | MHz | 17.4 | 0.1 | 0.06 | 30 | 0.07 | 60 | 0.001 | 9 | 13.5 | 0 | 0 | 0 | 0 | 0 | 17 | 8.548 | 17.4 | 0.1 | 0.06 | 0.07 | 5 | 0.1 | 0.1 | 1
10000 | MHz | 17.2 | 0.1 | 0.06 | 30 | 0.07 | 60 | 0.001 | 10 | 12.5 | 0 | 0 | 0 | 0 | 0 | 18 | 9.076 | 17.4 | 0.1 | 0.06 | 0.07 | 5 | 0.1 | 0.1 | 1
11000 | MHz | 17.1 | 0.1 | 0.06 | 30 | 0.06 | 60 | 0.001 | 11 | 11.5 | 0 | 0 | 0 | 0 | 0 | 19 | 9.604 | 17.2 | 0.1 | 0.06 | 0.07 | 5 | 0.1 | 0.1 | 1
12000 | MHz | 17 | 0.1 | 0.07 | 30 | 0.06 | 60 | 0.001 | 12 | 10.5 | 0 | 0 | 0 | 0 | 0 | 20 | 10.132 | 17.2 | 0.1 | 0.06 | 0.07 | 5 | 0.1 | 0.1 | 1
13000 | MHz | 16.8 | 0.1 | 0.07 | 30 | 0.06 | 60 | 0.001 | 13 | 9.5 | 0 | 0 | 0 | 0 | 0 | 21 | 10.66 | 17.1 | 0.1 | 0.06 | 0.06 | 5 | 0.1 | 0.1 | 1
14000 | MHz | 16.6 | 0.1 | 0.07 | 30 | 0.05 | 60 | 0.001 | 14 | 8.5 | 0 | 0 | 0 | 0 | 0 | 22 | 11.188 | 17.1 | 0.1 | 0.06 | 0.06 | 5 | 0.1 | 0.1 | 1
15000 | MHz | 16.5 | 0.1 | 0.09 | 30 | 0.05 | 60 | 0.001 | 15 | 7.5 | 0 | 0 | 0 | 0 | 0 | 23 | 11.716 | 17 | 0.1 | 0.07 | 0.06 | 5 | 0.1 | 0.1 | 1
16000 | MHz | 16.4 | 0.1 | 0.09 | 30 | 0.05 | 60 | 0.001 | 16 | 6.5 | 0 | 0 | 0 | 0 | 0 | 24 | 12.244 | 17 | 0.1 | 0.07 | 0.06 | 5 | 0.1 | 0.1 | 1
17000 | MHz | 16.2 | 0.1 | 0.09 | 30 | 0.04 | 60 | 0.001 | 17 | 5.5 | 0 | 0 | 0 | 0 | 0 | 25 | 12.772 | 16.8 | 0.1 | 0.07 | 0.06 | 5 | 0.1 | 0.1 | 1
18000 | MHz | 16 | 0.1 | 0.1 | 30 | 0.04 | 60 | 0.001 | 18 | 4.5 | 0 | 0 | 0 | 0 | 0 | 26 | 13.3 | 16.8 | 0.1 | 0.07 | 0.06 | 5 | 0.1 | 0.1 | 1
19000 | MHz | 15.9 | 0.1 | 0.1 | 30 | 0.04 | 60 | 0.001 | 19 | 3.5 | 0 | 0 | 0 | 0 | 0 | 27 | 13.828 | 16.6 | 0.1 | 0.07 | 0.05 | 5 | 0.1 | 0.1 | 1
20000 | MHz | 15.8 | 0.1 | 0.11 | 30 | 0.03 | 60 | 0.001 | 20 | 2.5 | 0 | 0 | 0 | 0 | 0 | 28 | 14.356 | 16.6 | 0.1 | 0.07 | 0.05 | 5 | 0.1 | 0.1 | 1
21000 | MHz | 15.7 | 0.1 | 0.11 | 30 | 0.02 | 60 | 0.001 | 21 | 1.5 | 0 | 0 | 0 | 0 | 0 | 29 | 14.884 | 16.5 | 0.1 | 0.09 | 0.05 | 5 | 0.1 | 0.1 | 1
22000 | MHz | 15.5 | 0.1 | 0.11 | 30 | 0.02 | 60 | 0.001 | 22 | 0.5 | 1 | 15.5 | 0.1 | 0.11 | 0.02 | 30 | 15.412 | 16.5 | 0.1 | 0.09 | 0.05 | 5 | 0.1 | 0.1 | 1
23000 | MHz | 15.5 | 0.1 | 0.11 | 30 | 0.02 | 60 | 0.001 | 23 | 0.5 | 1 | 15.5 | 0.1 | 0.11 | 0.02 | 31 | 15.94 | 16.4 | 0.1 | 0.09 | 0.05 | 5 | 0.1 | 0.1 | 1
24000 | MHz | 15.5 | 0.1 | 0.11 | 30 | 0.02 | 60 | 0.001 | 24 | 1.5 | 0 | 0 | 0 | 0 | 0 | 32 | 16.468 | 16.4 | 0.1 | 0.09 | 0.05 | 5 | 0.1 | 0.1 | 1
25000 | MHz | 15.5 | 0.1 | 0.11 | 30 | 0.02 | 60 | 0.001 | 25 | 2.5 | 0 | 0 | 0 | 0 | 0 | 33 | 16.996 | 16.2 | 0.1 | 0.09 | 0.04 | 5 | 0.1 | 0.1 | 1
26000 | MHz | 15.5 | 0.1 | 0.11 | 30 | 0.03 | 60 | 0.001 | 26 | 3.5 | 0 | 0 | 0 | 0 | 0 | 34 | 17.524 | 16 | 0.1 | 0.1 | 0.04 | 5 | 0.1 | 0.1 | 1
26500 | MHz | 15.5 | 0.1 | 0.1 | 30 | 0.04 | 60 | 0.001 | 26.5 | 4 | 0 | 0 | 0 | 0 | 0 | 35 | 18.052 | 16 | 0.1 | 0.1 | 0.04 | 5 | 0.1 | 0.1 | 1
27000 | MHz | 15.5 | 0.1 | 0.1 | 30 | 0.05 | 60 | 0.001 | 27 | 4.5 | 0 | 0 | 0 | 0 | 0 | 36 | 18.58 | 15.9 | 0.1 | 0.1 | 0.04 | 5 | 0.1 | 0.1 | 1
28000 | MHz | 15.5 | 0.1 | 0.1 | 30 | 0.06 | 60 | 0.001 | 28 | 5.5 | 0 | 0 | 0 | 0 | 0 | 37 | 19.108 | 15.9 | 0.1 | 0.1 | 0.04 | 5 | 0.1 | 0.1 | 1
29000 | MHz | 15.5 | 0.1 | 0.091 | 30 | 0.07 | 60 | 0.001 | 29 | 6.5 | 0 | 0 | 0 | 0 | 0 | 38 | 19.636 | 15.8 | 0.1 | 0.11 | 0.03 | 5 | 0.1 | 0.1 | 1
30000 | MHz | 15.5 | 0.1 | 0.081 | 30 | 0.08 | 60 | 0.001 | 30 | 7.5 | 0 | 0 | 0 | 0 | 0 | 39 | 20.164 | 15.8 | 0.1 | 0.11 | 0.03 | 5 | 0.1 | 0.1 | 1
31000 | MHz | 15.5 | 0.1 | 0.071 | 30 | 0.09 | 60 | 0.001 | 31 | 8.5 | 0 | 0 | 0 | 0 | 0 | 40 | 20.692 | 15.7 | 0.1 | 0.11 | 0.02 | 5 | 0.1 | 0.1 | 1
32000 | MHz | 15.5 | 0.1 | 0.061 | 30 | 0.1 | 60 | 0.001 | 32 | 9.5 | 0 | 0 | 0 | 0 | 0 | 41 | 21.22 | 15.7 | 0.1 | 0.11 | 0.02 | 5 | 0.1 | 0.1 | 1
33000 | MHz | 15.5 | 0.1 | 0.051 | 30 | 0.1 | 60 | 0.001 | 33 | 10.5 | 0 | 0 | 0 | 0 | 0 | 42 | 21.748 | 15.5 | 0.1 | 0.11 | 0.02 | 5 | 0.1 | 0.1 | 1
34000 | MHz | 15.5 | 0.1 | 0.041 | 30 | 0.1 | 60 | 0.001 | 34 | 11.5 | 0 | 0 | 0 | 0 | 0 | 43 | 22.276 | 15.5 | 0.1 | 0.11 | 0.02 | 5 | 0.1 | 0.1 | 1
35000 | MHz | 15.5 | 0.1 | 0.031 | 30 | 0.11 | 60 | 0.001 | 35 | 12.5 | 0 | 0 | 0 | 0 | 0 | 44 | 22.804 | 15.5 | 0.1 | 0.11 | 0.02 | 5 | 0.1 | 0.1 | 1
36000 | MHz | 15.5 | 0.1 | 0.021 | 30 | 0.11 | 60 | 0.001 | 36 | 13.5 | 0 | 0 | 0 | 0 | 0 | 45 | 23.332 | 15.5 | 0.1 | 0.11 | 0.02 | 5 | 0.1 | 0.1 | 1
37000 | MHz | 15.5 | 0.1 | 0.01 | 30 | 0.11 | 60 | 0.001 | 37 | 14.5 | 0 | 0 | 0 | 0 | 0 | 46 | 23.86 | 15.5 | 0.1 | 0.11 | 0.02 | 5 | 0.1 | 0.1 | 1
38000 | MHz | 15.5 | 0.1 | 0 | 30 | 0.11 | 60 | 0.001 | 38 | 15.5 | 0 | 0 | 0 | 0 | 0 | 47 | 24.388 | 15.5 | 0.1 | 0.11 | 0.02 | 5 | 0.1 | 0.1 | 1
39000 | MHz | 15.5 | 0.1 | 0.01 | 30 | 0.11 | 60 | 0.001 | 39 | 16.5 | 0 | 0 | 0 | 0 | 0 | 48 | 24.916 | 15.5 | 0.1 | 0.11 | 0.02 | 5 | 0.1 | 0.1 | 1
40000 | MHz | 15.5 | 0.1 | 0.04 | 30 | 0.12 | 60 | 0.001 | 40 | 17.5 | 0 | 0 | 0 | 0 | 0 | 49 | 25.444 | 15.5 | 0.1 | 0.11 | 0.02 | 5 | 0.1 | 0.1 | 1
41000 | MHz | 15.5 | 0.1 | 0.05 | 30 | 0.12 | 60 | 0.001 | 41 | 18.5 | 0 | 0 | 0 | 0 | 0 | 50 | 25.972 | 15.5 | 0.1 | 0.11 | 0.03 | 5 | 0.1 | 0.1 | 1
42000 | MHz | 15.5 | 0.1 | 0.06 | 30 | 0.12 | 60 | 0.001 | 42 | 19.5 | 0 | 0 | 0 | 0 | 0 | 51 | 26.5 | 15.5 | 0.1 | 0.1 | 0.04 | 5 | 0.1 | 0.1 | 1
43000 | MHz | 15.1 | 0.1 | 0.07 | 30 | 0.12 | 60 | 0.001 | 43 | 20.5 | 0 | 0 | 0 | 0 | 0 | 52 | 26.5001 | 15.5 | 0.1 | 0.1 | 0.04 | 5 | 0.1 | 0.1 | 1
44000 | MHz | 14.5 | 0.1 | 0.08 | 30 | 0.13 | 60 | 0.001 | 44 | 21.5 | 0 | 0 | 0 | 0 | 0 | 53 | 26.5001 | 15.5 | 0.1 | 0.1 | 0.04 | 5 | 0.1 | 0.1 | 1
45000 | MHz | 13.7 | 0.1 | 0.09 | 30 | 0.13 | 60 | 0.001 | 45 | 22.5 | 0 | 0 | 0 | 0 | 0 | 54 | 26.5001 | 15.5 | 0.1 | 0.1 | 0.04 | 5 | 0.1 | 0.1 | 1
46000 | MHz | 13.5 | 0.1 | 0.1 | 30 | 0.13 | 60 | 0.001 | 46 | 23.5 | 0 | 0 | 0 | 0 | 0 | 55 | 26.5001 | 15.5 | 0.1 | 0.1 | 0.04 | 5 | 0.1 | 0.1 | 1
47000 | MHz | 13.5 | 0.1 | 0.11 | 30 | 0.13 | 60 | 0.001 | 47 | 24.5 | 0 | 0 | 0 | 0 | 0 | 56 | 26.5001 | 15.5 | 0.1 | 0.1 | 0.04 | 5 | 0.1 | 0.1 | 1
48000 | MHz | 12.95 | 0.1 | 0.12 | 30 | 0.14 | 60 | 0.001 | 48 | 25.5 | 0 | 0 | 0 | 0 | 0 | 57 | 26.5001 | 15.5 | 0.1 | 0.1 | 0.04 | 5 | 0.1 | 0.1 | 1
49000 | MHz | 12.22 | 0.1 | 0.13 | 30 | 0.14 | 60 | 0.001 | 49 | 26.5 | 0 | 0 | 0 | 0 | 0 | 58 | 26.5001 | 15.5 | 0.1 | 0.1 | 0.04 | 5 | 0.1 | 0.1 | 1
50000 | MHz | 11.77 | 0.1 | 0.14 | 30 | 0.14 | 60 | 0.001 | 50 | 27.5 | 0 | 0 | 0 | 0 | 0 | 59 | 26.5001 | 15.5 | 0.1 | 0.1 | 0.04 | 5 | 0.1 | 0.1 | 1
0 |  | 0 | 0 | 0 | 0 | 0 | 0 | 1e-09 | 1000 | 977.5 | 0 | 0 | 0 | 0 | 0 | 60 | 26.5001 | 15.5 | 0.1 | 0.1 | 0.04 | 5 | 0.1 | 0.1 | 1
0 |  | 0 | 0 | 0 | 0 | 0 | 0 | 1e-09 | 1000 | 977.5 | 0 |  |  |  |  | 61 | 26.5001 | 15.5 | 0.1 | 0.1 | 0.04 | 5 | 0.1 | 0.1 | 1
0 |  | 0 | 0 | 0 | 0 | 0 | 0 | 1e-09 | 1000 | 977.5 | 0 |  |  |  |  | 62 | 26.5001 | 15.5 | 0.1 | 0.1 | 0.04 | 5 | 0.1 | 0.1 | 1
0 |  | 0 | 0 | 0 | 0 | 0 | 0 | 1e-09 | 1000 | 977.5 | 0 |  |  |  |  | 63 | 26.5001 | 15.5 | 0.1 | 0.1 | 0.04 | 5 | 0.1 | 0.1 | 1
0 |  | 0 | 0 | 0 | 0 | 0 | 0 | 1e-09 | 1000 | 977.5 | 0 |  |  |  |  | 64 | 26.5001 | 15.5 | 0.1 | 0.1 | 0.04 | 5 | 0.1 | 0.1 | 1
0 |  | 0 | 0 | 0 | 0 | 0 | 0 | 1e-09 | 1000 | 977.5 | 0 |  |  |  |  | 65 | 26.5001 | 15.5 | 0.1 | 0.1 | 0.04 | 5 | 0.1 | 0.1 | 1
0 |  | 0 | 0 | 0 | 0 | 0 | 0 | 1e-09 | 1000 | 977.5 | 0 |  |  |  |  | 66 | 26.5001 | 15.5 | 0.1 | 0.1 | 0.04 | 5 | 0.1 | 0.1 | 1
0 |  | 0 | 0 | 0 | 0 | 0 | 0 | 1e-09 | 1000 | 977.5 | 0 |  |  |  |  | 67 | 26.5001 | 15.5 | 0.1 | 0.1 | 0.04 | 5 | 0.1 | 0.1 | 1
0 |  | 0 | 0 | 0 | 0 | 0 | 0 | 1e-09 | 1000 | 977.5 | 0 |  |  |  |  | 68 | 26.5001 | 15.5 | 0.1 | 0.1 | 0.04 | 5 | 0.1 | 0.1 | 1
0 |  | 0 | 0 | 0 | 0 | 0 | 0 | 1e-09 | 1000 | 977.5 | 0 |  |  |  |  | 69 | 26.5001 | 15.5 | 0.1 | 0.1 | 0.04 | 5 | 0.1 | 0.1 | 1
0 |  | 0 | 0 | 0 | 0 | 0 | 0 | 1e-09 | 1000 | 977.5 | 0 |  |  |  |  | 70 | 26.5001 | 15.5 | 0.1 | 0.1 | 0.04 | 5 | 0.1 | 0.1 | 1
0 |  | 0 | 0 | 0 | 0 | 0 | 0 | 1e-09 | 1000 | 977.5 | 0 |  |  |  |  | 71 | 26.5001 | 15.5 | 0.1 | 0.1 | 0.04 | 5 | 0.1 | 0.1 | 1
0 |  | 0 | 0 | 0 | 0 | 0 | 0 | 1e-09 | 1000 | 977.5 | 0 |  |  |  |  | 72 | 26.5001 | 15.5 | 0.1 | 0.1 | 0.04 | 5 | 0.1 | 0.1 | 1
0 |  | 0 | 0 | 0 | 0 | 0 | 0 | 1e-09 | 1000 | 977.5 | 0 |  |  |  |  | 73 | 26.5001 | 15.5 | 0.1 | 0.1 | 0.04 | 5 | 0.1 | 0.1 | 1
0 |  | 0 | 0 | 0 | 0 | 0 | 0 | 1e-09 | 1000 | 977.5 | 0 |  |  |  |  | 74 | 26.5001 | 15.5 | 0.1 | 0.1 | 0.04 | 5 | 0.1 | 0.1 | 1
0 |  | 0 | 0 | 0 | 0 | 0 | 0 | 1e-09 | 1000 | 977.5 | 0 |  |  |  |  | 75 | 26.5001 | 15.5 | 0.1 | 0.1 | 0.04 | 5 | 0.1 | 0.1 | 1
0 |  | 0 | 0 | 0 | 0 | 0 | 0 | 1e-09 | 1000 | 977.5 | 0 |  |  |  |  | 76 | 26.5001 | 15.5 | 0.1 | 0.1 | 0.04 | 5 | 0.1 | 0.1 | 1
0 |  | 0 | 0 | 0 | 0 | 0 | 0 | 1e-09 | 1000 | 977.5 | 0 |  |  |  |  | 77 | 26.5001 | 15.5 | 0.1 | 0.1 | 0.04 | 5 | 0.1 | 0.1 | 1
0 |  | 0 | 0 | 0 | 0 | 0 | 0 | 1e-09 | 1000 | 977.5 | 0 |  |  |  |  | 78 | 26.5001 | 15.5 | 0.1 | 0.1 | 0.04 | 5 | 0.1 | 0.1 | 1
0 |  | 0 | 0 | 0 | 0 | 0 | 0 | 1e-09 | 1000 | 977.5 | 0 |  |  |  |  | 79 | 26.5001 | 15.5 | 0.1 | 0.1 | 0.04 | 5 | 0.1 | 0.1 | 1
0 |  | 0 | 0 | 0 | 0 | 0 | 0 | 1e-09 | 1000 | 977.5 | 0 |  |  |  |  | 80 | 26.5001 | 15.5 | 0.1 | 0.1 | 0.04 | 5 | 0.1 | 0.1 | 1
0 |  | 0 | 0 | 0 | 0 | 0 | 0 | 1e-09 | 1000 | 977.5 | 0 |  |  |  |  | 81 | 26.5001 | 15.5 | 0.1 | 0.1 | 0.04 | 5 | 0.1 | 0.1 | 1
0 |  | 0 | 0 | 0 | 0 | 0 | 0 | 1e-09 | 1000 | 977.5 | 0 |  |  |  |  | 82 | 26.5001 | 15.5 | 0.1 | 0.1 | 0.04 | 5 | 0.1 | 0.1 | 1
0 |  | 0 | 0 | 0 | 0 | 0 | 0 | 1e-09 | 1000 | 977.5 | 0 |  |  |  |  | 83 | 26.5001 | 15.5 | 0.1 | 0.1 | 0.04 | 5 | 0.1 | 0.1 | 1
0 |  | 0 | 0 | 0 | 0 | 0 | 0 | 1e-09 | 1000 | 977.5 | 0 |  |  |  |  | 84 | 26.5001 | 15.5 | 0.1 | 0.1 | 0.04 | 5 | 0.1 | 0.1 | 1
0 |  | 0 | 0 | 0 | 0 | 0 | 0 | 1e-09 | 1000 | 977.5 | 0 |  |  |  |  | 85 | 26.5001 | 15.5 | 0.1 | 0.1 | 0.04 | 5 | 0.1 | 0.1 | 1
0 |  | 0 | 0 | 0 | 0 | 0 | 0 | 1e-09 | 1000 | 977.5 | 0 |  |  |  |  | 86 | 26.5001 | 15.5 | 0.1 | 0.1 | 0.04 | 5 | 0.1 | 0.1 | 1
0 |  | 0 | 0 | 0 | 0 | 0 | 0 | 1e-09 | 1000 | 977.5 | 0 |  |  |  |  | 87 | 26.5001 | 15.5 | 0.1 | 0.1 | 0.04 | 5 | 0.1 | 0.1 | 1
0 |  | 0 | 0 | 0 | 0 | 0 | 0 | 1e-09 | 1000 | 977.5 | 0 |  |  |  |  | 88 | 26.5001 | 15.5 | 0.1 | 0.1 | 0.04 | 5 | 0.1 | 0.1 | 1
0 |  | 0 | 0 | 0 | 0 | 0 | 0 | 1e-09 | 1000 | 977.5 | 0 |  |  |  |  | 89 | 26.5001 | 15.5 | 0.1 | 0.1 | 0.04 | 5 | 0.1 | 0.1 | 1
0 |  | 0 | 0 | 0 | 0 | 0 | 0 | 1e-09 | 1000 | 977.5 | 0 |  |  |  |  | 90 | 26.5001 | 15.5 | 0.1 | 0.1 | 0.04 | 5 | 0.1 | 0.1 | 1
0 |  | 0 | 0 | 0 | 0 | 0 | 0 | 1e-09 | 1000 | 977.5 | 0 |  |  |  |  | 91 | 26.5001 | 15.5 | 0.1 | 0.1 | 0.04 | 5 | 0.1 | 0.1 | 1
0 |  | 0 | 0 | 0 | 0 | 0 | 0 | 1e-09 | 1000 | 977.5 | 0 |  |  |  |  | 92 | 26.5001 | 15.5 | 0.1 | 0.1 | 0.04 | 5 | 0.1 | 0.1 | 1
0 |  | 0 | 0 | 0 | 0 | 0 | 0 | 1e-09 | 1000 | 977.5 | 0 |  |  |  |  | 93 | 26.5001 | 15.5 | 0.1 | 0.1 | 0.04 | 5 | 0.1 | 0.1 | 1
0 |  | 0 | 0 | 0 | 0 | 0 | 0 | 1e-09 | 1000 | 977.5 | 0 |  |  |  |  | 94 | 26.5001 | 15.5 | 0.1 | 0.1 | 0.04 | 5 | 0.1 | 0.1 | 1
0 |  | 0 | 0 | 0 | 0 | 0 | 0 | 1e-09 | 1000 | 977.5 | 0 |  |  |  |  | 95 | 26.5001 | 15.5 | 0.1 | 0.1 | 0.04 | 5 | 0.1 | 0.1 | 1
0 |  | 0 | 0 | 0 | 0 | 0 | 0 | 1e-09 | 1000 | 977.5 | 0 |  |  |  |  | 96 | 26.5001 | 15.5 | 0.1 | 0.1 | 0.04 | 5 | 0.1 | 0.1 | 1
0 |  | 0 | 0 | 0 | 0 | 0 | 0 | 1e-09 | 1000 | 977.5 | 0 |  |  |  |  | 97 | 26.5001 | 15.5 | 0.1 | 0.1 | 0.04 | 5 | 0.1 | 0.1 | 1
[16 empty] | 98 | 26.5001 | 15.5 | 0.1 | 0.1 | 0.04 | 5 | 0.1 | 0.1 | 1
[16 empty] | 99 | 26.5001 | 15.5 | 0.1 | 0.1 | 0.04 | 5 | 0.1 | 0.1 | 1
[16 empty] | 100 | 26.5001 | 15.5 | 0.1 | 0.1 | 0.04 | 5 | 0.1 | 0.1 | 1
[16 empty] | 101 | 26.5001 | 15.5 | 0.1 | 0.1 | 0.04 | 5 | 0.1 | 0.1 | 1
[16 empty] | 102 | 26.5001 | 15.5 | 0.1 | 0.1 | 0.04 | 5 | 0.1 | 0.1 | 1
Note on C1: Enter parameters for the noise source used for the DUT measurement in the shaded area. Frequency Unit (column B): This may be GHz, MHz, KHz, or Hz. Hz is assumed if left blank.

## FieldFox
| FieldFox |  |  |  |  | Compression |  |  | Auto Integration: | [8 empty] | Cal Auto Integration: | [5 empty] | 84577058.6475 | [32 empty] | Freq Low | Freq High | typical DANL (dBm) |  |  |  | input VSWR (N:1) |  |  |  | Input Compression (dBm) |  |  |  | Meas Bandwidth (Hz)
[7 empty] | Warning: | FALSE | [18 empty] | cal |  |  | meas | [26 empty] | GHz | GHz | 1xA, 3xA | 5xA, 6xA | 1xB, 3xB | sel | 1xA, 3xA | 5xA, 6xA | 1xB, 3xB | sel | 1xA, 3xA | 5xA, 6xA | 1xB, 3xB | sel | 5MHz | 2MHz | 1MHz | 300kHz | sel
Frequency (GHz) | DANL (dBm) | VSWR | ¦G¦ | Tsys | Fysy | P1dB | Phot | Compressed | dPH | dPC | dPR | TGoal | UncCold1s | TimeToGoal | timeC | timeR | timeH | dPH | dPC | dPR | TGoal | UncCold1s | TimeToGoal | timeC | timeR | timeH | time hot | time cold | time rec | time hot | time cold | time rec | total | NF | band | 1 | 2 | 3 | 4 | 5 | 6 | 7 | 8 | 9 | 10 | 11 | 12 | 13 | 14 | 15 | 16 | 17 | 18 | 19 | 20 | 21 | 9e-07 | 0.002 | 0 | -130 | -148 | -148 | 3 | 3 | 3 | 3 | 20 | 20 | 20 | 20 | 3570000 | 1500000 | 750000 | 250000 | 3570000
0.1 | -163 | 1.7 | 0.25926 | 438.4471 | 4 | 20 | -35.5142 | FALSE | 4010234513.6494 | 8960903790.7757 | 4950669277.1263 | 43.1632 | 2.2866 | 0.2 | 0.1 | 0.1 | 0.1 | 0.064485 | 1.0645 | 1 | 48.4337 | 7229784.0814 | 22282061498.7252 | 5.5 | 1.0499 | 4.4501 | 4.4501 | 5.5 | 1.0499 | 0.1 | 0.1 | 0.1 | 0.3 | 13.49 | 4 | 0 | 0 | 0 | 4 | 0 | 0 | 0 | 0 | 0 | 0 | 0 | 0 | 0 | 0 | 0 | 0 | 0 | 0 | 0 | 0 | 0 | 0.002 | 0.01 | -154 | -158 | -163 | -163 | 3 | 3 | 3 | 3 | 20 | 20 | 20 | 20
0.628 | -163 | 1.7 | 0.25926 | 438.4471 | 4 | 20 | -35.377 | FALSE | 3885465926.2817 | 8682092562.7897 | 4796626636.508 | 43.1632 | 2.2865 | 0.2 | 0.1 | 0.1 | 0.1 | 0.064485 | 1.0645 | 1 | 48.4338 | 7004847.1248 | 20917062761.2951 | 5.5 | 1.0236 | 4.4764 | 4.4764 | 5.5 | 1.0236 | 0.1 | 0.1 | 0.1 | 0.3 | 13.49 | 5 | 0 | 0 | 0 | 0 | 5 | 0 | 0 | 0 | 0 | 0 | 0 | 0 | 0 | 0 | 0 | 0 | 0 | 0 | 0 | 0 | 0 | 0.01 | 0.1 | -154 | -158 | -163 | -163 | 1.7 | 2 | 1.7 | 1.7 | 20 | 20 | 20 | 20
1.156 | -163 | 1.7 | 0.25926 | 438.4471 | 4 | 20 | -35.2398 | FALSE | 3764578846.8165 | 8411955959.3134 | 4647377112.4968 | 43.1632 | 2.2864 | 0.2 | 0.1 | 0.1 | 0.1 | 0.064485 | 1.0645 | 1 | 48.4338 | 6786907.8796 | 19635681952.2448 | 5.5 | 0.9979 | 4.5021 | 4.5021 | 5.5 | 0.9979 | 0.1 | 0.1 | 0.1 | 0.3 | 13.49 | 5 | 0 | 0 | 0 | 0 | 5 | 0 | 0 | 0 | 0 | 0 | 0 | 0 | 0 | 0 | 0 | 0 | 0 | 0 | 0 | 0 | 0 | 0.1 | 0.5 | -154 | -158 | -163 | -163 | 1.7 | 1.7 | 1.7 | 1.7 | 20 | 20 | 20 | 20
1.684 | -163 | 1.7 | 0.25926 | 438.4471 | 4 | 20 | -35.1026 | FALSE | 3647452544.9291 | 8150224109.7143 | 4502771564.7852 | 43.1632 | 2.2864 | 0.2 | 0.1 | 0.1 | 0.1 | 0.064485 | 1.0645 | 1 | 48.4339 | 6575748.6893 | 18432796922.7843 | 5.5 | 0.97267 | 4.5273 | 4.5273 | 5.5 | 0.97267 | 0.1 | 0.1 | 0.1 | 0.3 | 13.49 | 5 | 0 | 0 | 0 | 0 | 5 | 0 | 0 | 0 | 0 | 0 | 0 | 0 | 0 | 0 | 0 | 0 | 0 | 0 | 0 | 0 | 0 | 0.5 | 2.1 | -154 | -158 | -163 | -163 | 1.7 | 1.5 | 1.7 | 1.7 | 20 | 20 | 20 | 20
2.212 | -160 | 1.7 | 0.25926 | 438.4471 | 4 | 20 | -34.9633 | FALSE | 3533970044.1363 | 7896635537.7797 | 4362665493.6434 | 43.1632 | 2.2887 | 0.2 | 0.1 | 0.1 | 0.1 | 0.064485 | 1.0645 | 1 | 48.4316 | 6371158.6647 | 17305301087.8613 | 5.5 | 1.5984 | 3.9016 | 3.9016 | 5.5 | 1.5984 | 0.1 | 0.1 | 0.1 | 0.3 | 16.49 | 6 | 0 | 0 | 0 | 0 | 0 | 6 | 0 | 0 | 0 | 0 | 0 | 0 | 0 | 0 | 0 | 0 | 0 | 0 | 0 | 0 | 0 | 2.1 | 2.6 | -154 | -155 | -160 | -160 | 1.7 | 1.5 | 1.7 | 1.7 | 20 | 20 | 20 | 20
2.74 | -162 | 1.5 | 0.2 | 438.4471 | 4 | 20 | -34.8276 | FALSE | 3424018005.1622 | 7650936900.688 | 4226918895.5258 | 43.1632 | 2.2868 | 0.2 | 0.1 | 0.1 | 0.1 | 0.064485 | 1.0645 | 1 | 48.4334 | 6172933.474 | 16243977804.1263 | 5.5 | 1.1111 | 4.3889 | 4.3889 | 5.5 | 1.1111 | 0.1 | 0.1 | 0.1 | 0.3 | 14.49 | 8 | 0 | 0 | 0 | 0 | 0 | 0 | 0 | 8 | 0 | 0 | 0 | 0 | 0 | 0 | 0 | 0 | 0 | 0 | 0 | 0 | 0 | 2.6 | 2.7 | -154 | -155 | -162 | -162 | 1.7 | 1.5 | 1.7 | 1.7 | 20 | 20 | 20 | 20
3.268 | -162 | 1.5 | 0.2 | 438.4471 | 4 | 20 | -34.6904 | FALSE | 3317486612.9224 | 7412882736.092 | 4095396123.1696 | 43.1632 | 2.2868 | 0.2 | 0.1 | 0.1 | 0.1 | 0.064485 | 1.0645 | 1 | 48.4335 | 5980875.139 | 15248853383.9284 | 5.5 | 1.0838 | 4.4162 | 4.4162 | 5.5 | 1.0838 | 0.1 | 0.1 | 0.1 | 0.3 | 14.49 | 9 | 0 | 0 | 0 | 0 | 0 | 0 | 0 | 0 | 9 | 0 | 0 | 0 | 0 | 0 | 0 | 0 | 0 | 0 | 0 | 0 | 0 | 2.7 | 2.8 | -154 | -155 | -162 | -162 | 1.5 | 1.5 | 1.5 | 1.5 | 20 | 20 | 20 | 20
3.796 | -162 | 1.5 | 0.2 | 438.4471 | 4 | 20 | -34.5532 | FALSE | 3214269467.0148 | 7182235217.0618 | 3967965750.047 | 43.1632 | 2.2867 | 0.2 | 0.1 | 0.1 | 0.1 | 0.064485 | 1.0645 | 1 | 48.4336 | 5794791.8374 | 14314690587.1535 | 5.5 | 1.0569 | 4.4431 | 4.4431 | 5.5 | 1.0569 | 0.1 | 0.1 | 0.1 | 0.3 | 14.49 | 9 | 0 | 0 | 0 | 0 | 0 | 0 | 0 | 0 | 9 | 0 | 0 | 0 | 0 | 0 | 0 | 0 | 0 | 0 | 0 | 0 | 0 | 2.8 | 4.5 | -154 | -156 | -162 | -162 | 1.5 | 1.5 | 1.5 | 1.5 | 20 | 20 | 20 | 20
4.324 | -162 | 1.5 | 0.2 | 438.4471 | 4 | 20 | -34.4222 | FALSE | 3114263475.6096 | 6958763914.6441 | 3844500439.0345 | 43.1632 | 2.2793 | 0.2 | 0.1 | 0.1 | 0.1 | 0.064485 | 1.0645 | 1 | 48.441 | 5614497.7119 | 13433716721.8746 | 5.5 | 1.0658 | 4.4342 | 4.4342 | 5.5 | 1.0658 | 0.1 | 0.1 | 0.1 | 0.3 | 14.49 | 9 | 0 | 0 | 0 | 0 | 0 | 0 | 0 | 0 | 9 | 0 | 0 | 0 | 0 | 0 | 0 | 0 | 0 | 0 | 0 | 0 | 0 | 4.5 | 7 | -150 | -154 | -160 | -160 | 1.5 | 1.5 | 1.5 | 1.5 | 20 | 20 | 20 | 20
4.852 | -160 | 1.5 | 0.2 | 438.4471 | 4 | 20 | -34.2837 | FALSE | 3017368752.6317 | 6742245567.8012 | 3724876815.1695 | 43.1632 | 2.2808 | 0.2 | 0.1 | 0.1 | 0.1 | 0.064485 | 1.0645 | 1 | 48.4395 | 5439812.6846 | 12611533291.1145 | 5.5 | 1.4733 | 4.0267 | 4.0267 | 5.5 | 1.4733 | 0.1 | 0.1 | 0.1 | 0.3 | 16.49 | 10 | 0 | 0 | 0 | 0 | 0 | 0 | 0 | 0 | 0 | 10 | 0 | 0 | 0 | 0 | 0 | 0 | 0 | 0 | 0 | 0 | 0 | 7 | 7.5 | -148 | -150 | -160 | -160 | 1.5 | 1.5 | 1.5 | 1.5 | 20 | 20 | 20 | 20
5.38 | -160 | 1.5 | 0.2 | 438.4471 | 4 | 20 | -34.1465 | FALSE | 2923488518.1344 | 6532463860.4995 | 3608975342.3651 | 43.1632 | 2.2806 | 0.2 | 0.1 | 0.1 | 0.1 | 0.064485 | 1.0645 | 1 | 48.4397 | 5270562.2772 | 11838911047.5306 | 5.5 | 1.4402 | 4.0598 | 4.0598 | 5.5 | 1.4402 | 0.1 | 0.1 | 0.1 | 0.3 | 16.49 | 10 | 0 | 0 | 0 | 0 | 0 | 0 | 0 | 0 | 0 | 10 | 0 | 0 | 0 | 0 | 0 | 0 | 0 | 0 | 0 | 0 | 0 | 7.5 | 13 | -148 | -150 | -161 | -161 | 2.2 | 1.5 | 2 | 2 | 20 | 20 | 20 | 20
5.908 | -160 | 1.5 | 0.2 | 438.4471 | 4 | 20 | -34.0094 | FALSE | 2832529001.7661 | 6329209205.7278 | 3496680203.9617 | 43.1632 | 2.2805 | 0.2 | 0.1 | 0.1 | 0.1 | 0.064485 | 1.0645 | 1 | 48.4398 | 5106577.4376 | 11113622181.5508 | 5.5 | 1.4075 | 4.0925 | 4.0925 | 5.5 | 1.4075 | 0.1 | 0.1 | 0.1 | 0.3 | 16.49 | 10 | 0 | 0 | 0 | 0 | 0 | 0 | 0 | 0 | 0 | 10 | 0 | 0 | 0 | 0 | 0 | 0 | 0 | 0 | 0 | 0 | 0 | 13 | 17 | -144 | -147 | -158 | -158 | 2.2 | 1.5 | 2 | 2 | 20 | 20 | 20 | 20
6.436 | -160 | 1.5 | 0.2 | 438.4471 | 4 | 20 | -33.8771 | FALSE | 2744399349.2328 | 6132278536.228 | 3387879186.9952 | 43.1632 | 2.2746 | 0.2 | 0.1 | 0.1 | 0.1 | 0.064485 | 1.0645 | 1 | 48.4457 | 4947694.3706 | 10430276703.0849 | 5.5 | 1.4108 | 4.0892 | 4.0892 | 5.5 | 1.4108 | 0.1 | 0.1 | 0.1 | 0.3 | 16.49 | 10 | 0 | 0 | 0 | 0 | 0 | 0 | 0 | 0 | 0 | 10 | 0 | 0 | 0 | 0 | 0 | 0 | 0 | 0 | 0 | 0 | 0 | 17 | 18 | -142 | -147 | -158 | -158 | 2.2 | 2.2 | 2 | 2 | 20 | 20 | 20 | 20
6.964 | -160 | 1.5 | 0.2 | 438.4471 | 4 | 20 | -33.74 | FALSE | 2659011531.6652 | 5941475101.7312 | 3282463570.066 | 43.1632 | 2.2745 | 0.2 | 0.1 | 0.1 | 0.1 | 0.064485 | 1.0645 | 1 | 48.4458 | 4793754.3748 | 9791285381.395 | 5.5 | 1.3786 | 4.1214 | 4.1214 | 5.5 | 1.3786 | 0.1 | 0.1 | 0.1 | 0.3 | 16.49 | 10 | 0 | 0 | 0 | 0 | 0 | 0 | 0 | 0 | 0 | 10 | 0 | 0 | 0 | 0 | 0 | 0 | 0 | 0 | 0 | 0 | 0 | 18 | 22 | -142 | -147 | -157 | -157 | 2.2 | 2.2 | 2 | 2 | 20 | 20 | 20 | 20
7.492 | -160 | 1.5 | 0.2 | 438.4471 | 4 | 20 | -33.6028 | FALSE | 2576280257.799 | 5756608272.4963 | 3180328014.6973 | 43.1632 | 2.2744 | 0.2 | 0.1 | 0.1 | 0.1 | 0.064485 | 1.0645 | 1 | 48.4459 | 4644603.6843 | 9191440743.084 | 5.5 | 1.3469 | 4.1531 | 4.1531 | 5.5 | 1.3469 | 0.1 | 0.1 | 0.1 | 0.3 | 16.49 | 11 | 0 | 0 | 0 | 0 | 0 | 0 | 0 | 0 | 0 | 0 | 11 | 0 | 0 | 0 | 0 | 0 | 0 | 0 | 0 | 0 | 0 | 22 | 25 | -134 | -145 | -155 | -155 | 2.2 | 2.2 | 2 | 2 | 20 | 20 | 20 | 20
8.02 | -161 | 2 | 0.33333 | 438.4471 | 4 | 20 | -33.4662 | FALSE | 2496122888.8827 | 5577493348.956 | 3081370460.0733 | 43.1632 | 2.2736 | 0.2 | 0.1 | 0.1 | 0.1 | 0.064485 | 1.0645 | 1 | 48.4467 | 4500093.3152 | 8628097476.1112 | 5.5 | 1.103 | 4.397 | 4.397 | 5.5 | 1.103 | 0.1 | 0.1 | 0.1 | 0.3 | 15.49 | 12 | 0 | 0 | 0 | 0 | 0 | 0 | 0 | 0 | 0 | 0 | 0 | 12 | 0 | 0 | 0 | 0 | 0 | 0 | 0 | 0 | 0 | 25 | 26.51 | -129 | -145 | -152 | -152 | 2.2 | 2.2 | 2 | 2 | 20 | 20 | 20 | 20
8.548 | -161 | 2 | 0.33333 | 438.4471 | 4 | 20 | -33.329 | FALSE | 2418459356.2266 | 5403951377.2804 | 2985492021.0538 | 43.1632 | 2.2735 | 0.2 | 0.1 | 0.1 | 0.1 | 0.064485 | 1.0645 | 1 | 48.4468 | 4360078.917 | 8099520701.9078 | 5.5 | 1.0758 | 4.4242 | 4.4242 | 5.5 | 1.0758 | 0.1 | 0.1 | 0.1 | 0.3 | 15.49 | 12 | 0 | 0 | 0 | 0 | 0 | 0 | 0 | 0 | 0 | 0 | 0 | 12 | 0 | 0 | 0 | 0 | 0 | 0 | 0 | 0 | 0 | 26.51 | 35 | -100 | -145 | -100 | -100 | 3 | 2.2 | 3 | 3 | 20 | 20 | 20 | 20
9.076 | -161 | 2 | 0.33333 | 438.4471 | 4 | 20 | -33.1917 | FALSE | 2343212081.3135 | 5235808970.6741 | 2892596889.3606 | 43.1632 | 2.2735 | 0.2 | 0.1 | 0.1 | 0.1 | 0.064485 | 1.0645 | 1 | 48.4468 | 4224420.6285 | 7603325586.0207 | 5.5 | 1.0491 | 4.4509 | 4.4509 | 5.5 | 1.0491 | 0.1 | 0.1 | 0.1 | 0.3 | 15.49 | 12 | 0 | 0 | 0 | 0 | 0 | 0 | 0 | 0 | 0 | 0 | 0 | 12 | 0 | 0 | 0 | 0 | 0 | 0 | 0 | 0 | 0 | 35 | 40 | -100 | -141 | -100 | -100 | 3 | 2.2 | 3 | 3 | 20 | 20 | 20 | 20
9.604 | -161 | 2 | 0.33333 | 438.4471 | 4 | 20 | -33.0545 | FALSE | 2270305898.3888 | 5072898136.2288 | 2802592237.84 | 43.1632 | 2.2734 | 0.2 | 0.1 | 0.1 | 0.1 | 0.064485 | 1.0645 | 1 | 48.4469 | 4092982.9386 | 7137528377.6886 | 5.5 | 1.0229 | 4.4771 | 4.4771 | 5.5 | 1.0229 | 0.1 | 0.1 | 0.1 | 0.3 | 15.49 | 12 | 0 | 0 | 0 | 0 | 0 | 0 | 0 | 0 | 0 | 0 | 0 | 12 | 0 | 0 | 0 | 0 | 0 | 0 | 0 | 0 | 0 | 40 | 46 | -100 | -135 | -100 | -100 | 3 | 2.2 | 3 | 3 | 20 | 20 | 20 | 20
10.132 | -161 | 2 | 0.33333 | 438.4471 | 4 | 20 | -32.9173 | FALSE | 2199667979.4561 | 4915056107.1594 | 2715388127.7033 | 43.1632 | 2.2733 | 0.2 | 0.1 | 0.1 | 0.1 | 0.064485 | 1.0645 | 1 | 48.447 | 3965634.5503 | 6700266852.5724 | 5.5 | 0.99716 | 4.5028 | 4.5028 | 5.5 | 0.99716 | 0.1 | 0.1 | 0.1 | 0.3 | 15.49 | 12 | 0 | 0 | 0 | 0 | 0 | 0 | 0 | 0 | 0 | 0 | 0 | 12 | 0 | 0 | 0 | 0 | 0 | 0 | 0 | 0 | 0 | 46 | 50.1 | -100 | -132 | -100 | -100 | 3 | 2.2 | 3 | 3 | 20 | 20 | 20 | 20
10.66 | -161 | 2 | 0.33333 | 438.4471 | 4 | 20 | -32.7801 | FALSE | 2131227761.6018 | 4762125180.2553 | 2630897418.6535 | 43.1632 | 2.2733 | 0.2 | 0.1 | 0.1 | 0.1 | 0.064485 | 1.0645 | 1 | 48.447 | 3842248.2506 | 6289792868.0445 | 5.5 | 0.97195 | 4.528 | 4.528 | 5.5 | 0.97195 | 0.1 | 0.1 | 0.1 | 0.3 | 15.49 | 12 | 0 | 0 | 0 | 0 | 0 | 0 | 0 | 0 | 0 | 0 | 0 | 12 | 0 | 0 | 0 | 0 | 0 | 0 | 0 | 0 | 0
11.188 | -161 | 2 | 0.33333 | 438.4471 | 4 | 20 | -32.6429 | FALSE | 2064916876.5764 | 4613952558.3861 | 2549035681.8097 | 43.1632 | 2.2732 | 0.2 | 0.1 | 0.1 | 0.1 | 0.064485 | 1.0645 | 1 | 48.4471 | 3722700.7829 | 5904465374.5318 | 5.5 | 0.94724 | 4.5528 | 4.5528 | 5.5 | 0.94724 | 0.1 | 0.1 | 0.1 | 0.3 | 15.49 | 12 | 0 | 0 | 0 | 0 | 0 | 0 | 0 | 0 | 0 | 0 | 0 | 12 | 0 | 0 | 0 | 0 | 0 | 0 | 0 | 0 | 0
11.716 | -161 | 2 | 0.33333 | 438.4471 | 4 | 20 | -32.5056 | FALSE | 2000669082.5648 | 4470390197.9035 | 2469721115.3387 | 43.1632 | 2.2731 | 0.2 | 0.1 | 0.1 | 0.1 | 0.064485 | 1.0645 | 1 | 48.4472 | 3606872.7243 | 5542743854.9755 | 5.5 | 0.92301 | 4.577 | 4.577 | 5.5 | 0.92301 | 0.1 | 0.1 | 0.1 | 0.3 | 15.49 | 12 | 0 | 0 | 0 | 0 | 0 | 0 | 0 | 0 | 0 | 0 | 0 | 12 | 0 | 0 | 0 | 0 | 0 | 0 | 0 | 0 | 0
12.244 | -161 | 2 | 0.33333 | 438.4471 | 4 | 20 | -32.3684 | FALSE | 1938420198.0742 | 4331294660.7885 | 2392874462.7143 | 43.1632 | 2.2731 | 0.2 | 0.1 | 0.1 | 0.1 | 0.064485 | 1.0645 | 1 | 48.4472 | 3494648.3662 | 5203182166.1814 | 5.5 | 0.89927 | 4.6007 | 4.6007 | 5.5 | 0.89927 | 0.1 | 0.1 | 0.1 | 0.3 | 15.49 | 12 | 0 | 0 | 0 | 0 | 0 | 0 | 0 | 0 | 0 | 0 | 0 | 12 | 0 | 0 | 0 | 0 | 0 | 0 | 0 | 0 | 0
12.772 | -161 | 2 | 0.33333 | 438.4471 | 4 | 20 | -32.2312 | FALSE | 1878108037.8769 | 4196526971.3949 | 2318418933.518 | 43.1632 | 2.273 | 0.2 | 0.1 | 0.1 | 0.1 | 0.064485 | 1.0645 | 1 | 48.4473 | 3385915.599 | 4884422757.4445 | 5.5 | 0.87602 | 4.624 | 4.624 | 5.5 | 0.87602 | 0.1 | 0.1 | 0.1 | 0.3 | 15.49 | 12 | 0 | 0 | 0 | 0 | 0 | 0 | 0 | 0 | 0 | 0 | 0 | 12 | 0 | 0 | 0 | 0 | 0 | 0 | 0 | 0 | 0
13.3 | -158 | 2 | 0.33333 | 438.4471 | 4 | 20 | -32.0923 | FALSE | 1819672350.9435 | 4065952477.6483 | 2246280126.7048 | 43.1632 | 2.2749 | 0.2 | 0.1 | 0.1 | 0.1 | 0.064485 | 1.0645 | 1 | 48.4454 | 3280565.8002 | 4585559141.3986 | 5.5 | 1.4616 | 4.0384 | 4.0384 | 5.5 | 1.4616 | 0.1 | 0.1 | 0.1 | 0.3 | 18.49 | 13 | 0 | 0 | 0 | 0 | 0 | 0 | 0 | 0 | 0 | 0 | 0 | 0 | 13 | 0 | 0 | 0 | 0 | 0 | 0 | 0 | 0
13.828 | -158 | 2 | 0.33333 | 438.4471 | 4 | 20 | -31.9551 | FALSE | 1763054760.3032 | 3939440716.5602 | 2176385956.257 | 43.1632 | 2.2748 | 0.2 | 0.1 | 0.1 | 0.1 | 0.064485 | 1.0645 | 1 | 48.4455 | 3178493.7258 | 4304625921.8325 | 5.5 | 1.4287 | 4.0713 | 4.0713 | 5.5 | 1.4287 | 0.1 | 0.1 | 0.1 | 0.3 | 18.49 | 13 | 0 | 0 | 0 | 0 | 0 | 0 | 0 | 0 | 0 | 0 | 0 | 0 | 13 | 0 | 0 | 0 | 0 | 0 | 0 | 0 | 0
14.356 | -158 | 2 | 0.33333 | 438.4471 | 4 | 20 | -31.8179 | FALSE | 1708198704.7736 | 3816865283.9243 | 2108666579.1507 | 43.1632 | 2.2747 | 0.2 | 0.1 | 0.1 | 0.1 | 0.064485 | 1.0645 | 1 | 48.4456 | 3079597.4055 | 4040904266.4314 | 5.5 | 1.3962 | 4.1038 | 4.1038 | 5.5 | 1.3962 | 0.1 | 0.1 | 0.1 | 0.3 | 18.49 | 13 | 0 | 0 | 0 | 0 | 0 | 0 | 0 | 0 | 0 | 0 | 0 | 0 | 13 | 0 | 0 | 0 | 0 | 0 | 0 | 0 | 0
14.884 | -158 | 2 | 0.33333 | 438.4471 | 4 | 20 | -31.6807 | FALSE | 1655049382.5011 | 3698103708.0648 | 2043054325.5637 | 43.1632 | 2.2745 | 0.2 | 0.1 | 0.1 | 0.1 | 0.064485 | 1.0645 | 1 | 48.4457 | 2983778.0406 | 3793339673.9329 | 5.5 | 1.3642 | 4.1358 | 4.1358 | 5.5 | 1.3642 | 0.1 | 0.1 | 0.1 | 0.3 | 18.49 | 13 | 0 | 0 | 0 | 0 | 0 | 0 | 0 | 0 | 0 | 0 | 0 | 0 | 13 | 0 | 0 | 0 | 0 | 0 | 0 | 0 | 0
15.412 | -158 | 2 | 0.33333 | 438.4471 | 4 | 20 | -31.5436 | FALSE | 1603553696.2548 | 3583037327.5105 | 1979483631.2557 | 43.1632 | 2.2744 | 0.2 | 0.1 | 0.1 | 0.1 | 0.064485 | 1.0645 | 1 | 48.4459 | 2890939.9057 | 3560942251.3167 | 5.5 | 1.3327 | 4.1673 | 4.1673 | 5.5 | 1.3327 | 0.1 | 0.1 | 0.1 | 0.3 | 18.49 | 13 | 0 | 0 | 0 | 0 | 0 | 0 | 0 | 0 | 0 | 0 | 0 | 0 | 13 | 0 | 0 | 0 | 0 | 0 | 0 | 0 | 0
15.94 | -158 | 2 | 0.33333 | 438.4471 | 4 | 20 | -31.4064 | FALSE | 1553660200.4213 | 3471551172.4727 | 1917890972.0514 | 43.1632 | 2.2743 | 0.2 | 0.1 | 0.1 | 0.1 | 0.064485 | 1.0645 | 1 | 48.446 | 2800990.253 | 3342782755.1328 | 5.5 | 1.3017 | 4.1983 | 4.1983 | 5.5 | 1.3017 | 0.1 | 0.1 | 0.1 | 0.3 | 18.49 | 13 | 0 | 0 | 0 | 0 | 0 | 0 | 0 | 0 | 0 | 0 | 0 | 0 | 13 | 0 | 0 | 0 | 0 | 0 | 0 | 0 | 0
16.468 | -158 | 2 | 0.33333 | 438.4471 | 4 | 20 | -31.2692 | FALSE | 1505319049.6462 | 3363533850.0094 | 1858214800.3633 | 43.1632 | 2.2742 | 0.2 | 0.1 | 0.1 | 0.1 | 0.064485 | 1.0645 | 1 | 48.4461 | 2713839.2195 | 3137988875.4025 | 5.5 | 1.2711 | 4.2289 | 4.2289 | 5.5 | 1.2711 | 0.1 | 0.1 | 0.1 | 0.3 | 18.49 | 13 | 0 | 0 | 0 | 0 | 0 | 0 | 0 | 0 | 0 | 0 | 0 | 0 | 13 | 0 | 0 | 0 | 0 | 0 | 0 | 0 | 0
16.996 | -158 | 2 | 0.33333 | 438.4471 | 4 | 20 | -31.132 | FALSE | 1458481949.0714 | 3258877432.7603 | 1800395483.6889 | 43.1632 | 2.2741 | 0.2 | 0.1 | 0.1 | 0.1 | 0.064485 | 1.0645 | 1 | 48.4462 | 2629399.7377 | 2945741747.2259 | 5.5 | 1.2411 | 4.2589 | 4.2589 | 5.5 | 1.2411 | 0.1 | 0.1 | 0.1 | 0.3 | 18.49 | 13 | 0 | 0 | 0 | 0 | 0 | 0 | 0 | 0 | 0 | 0 | 0 | 0 | 13 | 0 | 0 | 0 | 0 | 0 | 0 | 0 | 0
17.524 | -158 | 2 | 0.33333 | 438.4471 | 4 | 20 | -30.9948 | FALSE | 1413102106.1199 | 3157477351.1421 | 1744375245.0222 | 43.1632 | 2.274 | 0.2 | 0.1 | 0.1 | 0.1 | 0.064485 | 1.0645 | 1 | 48.4462 | 2547587.4484 | 2765272676.1427 | 5.5 | 1.2115 | 4.2885 | 4.2885 | 5.5 | 1.2115 | 0.1 | 0.1 | 0.1 | 0.3 | 18.49 | 14 | 0 | 0 | 0 | 0 | 0 | 0 | 0 | 0 | 0 | 0 | 0 | 0 | 0 | 14 | 0 | 0 | 0 | 0 | 0 | 0 | 0
18.052 | -157 | 2 | 0.33333 | 438.4471 | 4 | 20 | -30.8569 | FALSE | 1369134183.7777 | 3059232288.896 | 1690098105.1183 | 43.1632 | 2.2747 | 0.2 | 0.1 | 0.1 | 0.1 | 0.064485 | 1.0645 | 1 | 48.4456 | 2468320.6165 | 2595941409.315 | 5.5 | 1.4052 | 4.0948 | 4.0948 | 5.5 | 1.4052 | 0.1 | 0.1 | 0.1 | 0.3 | 19.49 | 15 | 0 | 0 | 0 | 0 | 0 | 0 | 0 | 0 | 0 | 0 | 0 | 0 | 0 | 0 | 15 | 0 | 0 | 0 | 0 | 0 | 0
18.58 | -157 | 2 | 0.33333 | 438.4471 | 4 | 20 | -30.7148 | FALSE | 1326534255.3289 | 2964044081.8847 | 1637509826.5558 | 43.1632 | 2.2804 | 0.2 | 0.1 | 0.1 | 0.1 | 0.064485 | 1.0645 | 1 | 48.4399 | 2391520.0495 | 2437482317.5164 | 5.5 | 1.3382 | 4.1618 | 4.1618 | 5.5 | 1.3382 | 0.1 | 0.1 | 0.1 | 0.3 | 19.49 | 15 | 0 | 0 | 0 | 0 | 0 | 0 | 0 | 0 | 0 | 0 | 0 | 0 | 0 | 0 | 15 | 0 | 0 | 0 | 0 | 0 | 0
19.108 | -157 | 2 | 0.33333 | 438.4471 | 4 | 20 | -30.5776 | FALSE | 1285259760.4971 | 2871817620.0357 | 1586557859.5386 | 43.1632 | 2.2803 | 0.2 | 0.1 | 0.1 | 0.1 | 0.064485 | 1.0645 | 1 | 48.44 | 2317109.0183 | 2288149624.7874 | 5.5 | 1.3071 | 4.1929 | 4.1929 | 5.5 | 1.3071 | 0.1 | 0.1 | 0.1 | 0.3 | 19.49 | 15 | 0 | 0 | 0 | 0 | 0 | 0 | 0 | 0 | 0 | 0 | 0 | 0 | 0 | 0 | 15 | 0 | 0 | 0 | 0 | 0 | 0
19.636 | -157 | 2 | 0.33333 | 438.4471 | 4 | 20 | -30.4404 | FALSE | 1245269462.9503 | 2782460752.3352 | 1537191289.3849 | 43.1632 | 2.2802 | 0.2 | 0.1 | 0.1 | 0.1 | 0.064485 | 1.0645 | 1 | 48.4401 | 2245013.1806 | 2147965982.3939 | 5.5 | 1.2765 | 4.2235 | 4.2235 | 5.5 | 1.2765 | 0.1 | 0.1 | 0.1 | 0.3 | 19.49 | 15 | 0 | 0 | 0 | 0 | 0 | 0 | 0 | 0 | 0 | 0 | 0 | 0 | 0 | 0 | 15 | 0 | 0 | 0 | 0 | 0 | 0
20.164 | -157 | 2 | 0.33333 | 438.4471 | 4 | 20 | -30.3032 | FALSE | 1206523409.1262 | 2695884194.7757 | 1489360785.6495 | 43.1632 | 2.2801 | 0.2 | 0.1 | 0.1 | 0.1 | 0.064485 | 1.0645 | 1 | 48.4402 | 2175160.5068 | 2016370847.8877 | 5.5 | 1.2463 | 4.2537 | 4.2537 | 5.5 | 1.2463 | 0.1 | 0.1 | 0.1 | 0.3 | 19.49 | 15 | 0 | 0 | 0 | 0 | 0 | 0 | 0 | 0 | 0 | 0 | 0 | 0 | 0 | 0 | 15 | 0 | 0 | 0 | 0 | 0 | 0
20.692 | -157 | 2 | 0.33333 | 438.4471 | 4 | 20 | -30.166 | FALSE | 1168982888.3381 | 2612001441.1677 | 1443018552.8296 | 43.1632 | 2.28 | 0.2 | 0.1 | 0.1 | 0.1 | 0.064485 | 1.0645 | 1 | 48.4403 | 2107481.2081 | 1892838023.3668 | 5.5 | 1.2167 | 4.2833 | 4.2833 | 5.5 | 1.2167 | 0.1 | 0.1 | 0.1 | 0.3 | 19.49 | 15 | 0 | 0 | 0 | 0 | 0 | 0 | 0 | 0 | 0 | 0 | 0 | 0 | 0 | 0 | 15 | 0 | 0 | 0 | 0 | 0 | 0
21.22 | -157 | 2 | 0.33333 | 438.4471 | 4 | 20 | -30.0288 | FALSE | 1132610394.1205 | 2530728676.7249 | 1398118282.6043 | 43.1632 | 2.2799 | 0.2 | 0.1 | 0.1 | 0.1 | 0.064485 | 1.0645 | 1 | 48.4404 | 2041907.6665 | 1776873551.0581 | 5.5 | 1.1875 | 4.3125 | 4.3125 | 5.5 | 1.1875 | 0.1 | 0.1 | 0.1 | 0.3 | 19.49 | 15 | 0 | 0 | 0 | 0 | 0 | 0 | 0 | 0 | 0 | 0 | 0 | 0 | 0 | 0 | 15 | 0 | 0 | 0 | 0 | 0 | 0
21.748 | -157 | 2 | 0.33333 | 438.4471 | 4 | 20 | -29.8916 | FALSE | 1097369586.7765 | 2451984694.3365 | 1354615107.5601 | 43.1632 | 2.2798 | 0.2 | 0.1 | 0.1 | 0.1 | 0.064485 | 1.0645 | 1 | 48.4405 | 1978374.3676 | 1668013737.8568 | 5.5 | 1.1588 | 4.3412 | 4.3412 | 5.5 | 1.1588 | 0.1 | 0.1 | 0.1 | 0.3 | 19.49 | 15 | 0 | 0 | 0 | 0 | 0 | 0 | 0 | 0 | 0 | 0 | 0 | 0 | 0 | 0 | 15 | 0 | 0 | 0 | 0 | 0 | 0
22.276 | -155 | 2 | 0.33333 | 438.4471 | 4 | 20 | -29.753 | FALSE | 1063225257.0889 | 2375690813.445 | 1312465556.3561 | 43.1632 | 2.2814 | 0.2 | 0.1 | 0.1 | 0.1 | 0.064485 | 1.0645 | 1 | 48.4389 | 1916817.8351 | 1565931677.7361 | 5.5 | 1.5885 | 3.9115 | 3.9115 | 5.5 | 1.5885 | 0.1 | 0.1 | 0.1 | 0.3 | 21.49 | 16 | 0 | 0 | 0 | 0 | 0 | 0 | 0 | 0 | 0 | 0 | 0 | 0 | 0 | 0 | 0 | 16 | 0 | 0 | 0 | 0 | 0
22.804 | -155 | 2 | 0.33333 | 438.4471 | 4 | 20 | -29.6158 | FALSE | 1030143291.1607 | 2301770801.4458 | 1271627510.2851 | 43.1632 | 2.2812 | 0.2 | 0.1 | 0.1 | 0.1 | 0.064485 | 1.0645 | 1 | 48.4391 | 1857176.5673 | 1469992198.1261 | 5.5 | 1.5539 | 3.9461 | 3.9461 | 5.5 | 1.5539 | 0.1 | 0.1 | 0.1 | 0.3 | 21.49 | 16 | 0 | 0 | 0 | 0 | 0 | 0 | 0 | 0 | 0 | 0 | 0 | 0 | 0 | 0 | 0 | 16 | 0 | 0 | 0 | 0 | 0
23.332 | -155 | 2 | 0.33333 | 438.4471 | 4 | 20 | -29.4787 | FALSE | 998090636.3474 | 2230150797.5324 | 1232060161.185 | 43.1632 | 2.2811 | 0.2 | 0.1 | 0.1 | 0.1 | 0.064485 | 1.0645 | 1 | 48.4392 | 1799390.9757 | 1379930790.6342 | 5.5 | 1.5197 | 3.9803 | 3.9803 | 5.5 | 1.5197 | 0.1 | 0.1 | 0.1 | 0.3 | 21.49 | 16 | 0 | 0 | 0 | 0 | 0 | 0 | 0 | 0 | 0 | 0 | 0 | 0 | 0 | 0 | 0 | 16 | 0 | 0 | 0 | 0 | 0
23.86 | -155 | 2 | 0.33333 | 438.4471 | 4 | 20 | -29.3415 | FALSE | 967035268.2492 | 2160759238.9101 | 1193723970.6609 | 43.1632 | 2.281 | 0.2 | 0.1 | 0.1 | 0.1 | 0.064485 | 1.0645 | 1 | 48.4393 | 1743403.3258 | 1295387298.4238 | 5.5 | 1.486 | 4.014 | 4.014 | 5.5 | 1.486 | 0.1 | 0.1 | 0.1 | 0.3 | 21.49 | 16 | 0 | 0 | 0 | 0 | 0 | 0 | 0 | 0 | 0 | 0 | 0 | 0 | 0 | 0 | 0 | 16 | 0 | 0 | 0 | 0 | 0
24.388 | -155 | 2 | 0.33333 | 438.4471 | 4 | 20 | -29.2043 | FALSE | 936946158.7291 | 2093526789.3048 | 1156580630.5757 | 43.1632 | 2.2808 | 0.2 | 0.1 | 0.1 | 0.1 | 0.064485 | 1.0645 | 1 | 48.4394 | 1689157.679 | 1216023633.3592 | 5.5 | 1.4528 | 4.0472 | 4.0472 | 5.5 | 1.4528 | 0.1 | 0.1 | 0.1 | 0.3 | 21.49 | 16 | 0 | 0 | 0 | 0 | 0 | 0 | 0 | 0 | 0 | 0 | 0 | 0 | 0 | 0 | 0 | 16 | 0 | 0 | 0 | 0 | 0
24.916 | -155 | 2 | 0.33333 | 438.4471 | 4 | 20 | -29.0671 | FALSE | 907793244.9257 | 2028386269.6952 | 1120593024.7695 | 43.1632 | 2.2807 | 0.2 | 0.1 | 0.1 | 0.1 | 0.064485 | 1.0645 | 1 | 48.4396 | 1636599.837 | 1141522423.6101 | 5.5 | 1.42 | 4.08 | 4.08 | 5.5 | 1.42 | 0.1 | 0.1 | 0.1 | 0.3 | 21.49 | 16 | 0 | 0 | 0 | 0 | 0 | 0 | 0 | 0 | 0 | 0 | 0 | 0 | 0 | 0 | 0 | 16 | 0 | 0 | 0 | 0 | 0
25.444 | -152 | 2 | 0.33333 | 438.4471 | 4 | 20 | -28.9268 | FALSE | 879547399.229 | 1965272591.2004 | 1085725191.9713 | 43.1632 | 2.2843 | 0.2 | 0.1 | 0.1 | 0.1 | 0.064485 | 1.0645 | 1 | 48.4359 | 1585677.2875 | 1071751225.9765 | 5.5 | 2.1846 | 3.3154 | 3.3154 | 5.5 | 2.1846 | 0.1 | 0.1 | 0.1 | 0.3 | 24.49 | 17 | 0 | 0 | 0 | 0 | 0 | 0 | 0 | 0 | 0 | 0 | 0 | 0 | 0 | 0 | 0 | 0 | 17 | 0 | 0 | 0 | 0
25.972 | -152 | 2 | 0.33333 | 438.4471 | 4 | 20 | -28.7897 | FALSE | 852180400.1902 | 1904122690.0538 | 1051942289.8636 | 43.1632 | 2.2841 | 0.2 | 0.1 | 0.1 | 0.1 | 0.064485 | 1.0645 | 1 | 48.4362 | 1536339.1519 | 1006084433.9969 | 5.5 | 2.1449 | 3.3551 | 3.3551 | 5.5 | 2.1449 | 0.1 | 0.1 | 0.1 | 0.3 | 24.49 | 17 | 0 | 0 | 0 | 0 | 0 | 0 | 0 | 0 | 0 | 0 | 0 | 0 | 0 | 0 | 0 | 0 | 17 | 0 | 0 | 0 | 0
26.5 | -152 | 2 | 0.33333 | 438.4471 | 4 | 20 | -28.6526 | FALSE | 825664904.3356 | 1844875464.6011 | 1019210560.2655 | 43.1632 | 2.2839 | 0.2 | 0.1 | 0.1 | 0.1 | 0.064485 | 1.0645 | 1 | 48.4364 | 1488536.1346 | 944441323.6536 | 5.5 | 2.1053 | 3.3947 | 3.3947 | 5.5 | 2.1053 | 0.1 | 0.1 | 0.1 | 0.3 | 24.49 | 17 | 0 | 0 | 0 | 0 | 0 | 0 | 0 | 0 | 0 | 0 | 0 | 0 | 0 | 0 | 0 | 0 | 17 | 0 | 0 | 0 | 0
26.5 | -152 | 2 | 0.33333 | 438.4471 | 4 | 20 | -28.6526 | FALSE | 825664854.9064 | 1844875354.1545 | 1019210499.2482 | 43.1632 | 2.2839 | 0.2 | 0.1 | 0.1 | 0.1 | 0.064485 | 1.0645 | 1 | 48.4364 | 1488536.0455 | 944441210.5575 | 5.5 | 2.1053 | 3.3947 | 3.3947 | 5.5 | 2.1053 | 0.1 | 0.1 | 0.1 | 0.3 | 24.49 | 17 | 0 | 0 | 0 | 0 | 0 | 0 | 0 | 0 | 0 | 0 | 0 | 0 | 0 | 0 | 0 | 0 | 17 | 0 | 0 | 0 | 0
26.5 | -152 | 2 | 0.33333 | 438.4471 | 4 | 20 | -28.6526 | FALSE | 825664854.9064 | 1844875354.1545 | 1019210499.2482 | 43.1632 | 2.2839 | 0.2 | 0.1 | 0.1 | 0.1 | 0.064485 | 1.0645 | 1 | 48.4364 | 1488536.0455 | 944441210.5575 | 5.5 | 2.1053 | 3.3947 | 3.3947 | 5.5 | 2.1053 | 0.1 | 0.1 | 0.1 | 0.3 | 24.49 | 17 | 0 | 0 | 0 | 0 | 0 | 0 | 0 | 0 | 0 | 0 | 0 | 0 | 0 | 0 | 0 | 0 | 17 | 0 | 0 | 0 | 0
26.5 | -152 | 2 | 0.33333 | 438.4471 | 4 | 20 | -28.6526 | FALSE | 825664854.9064 | 1844875354.1545 | 1019210499.2482 | 43.1632 | 2.2839 | 0.2 | 0.1 | 0.1 | 0.1 | 0.064485 | 1.0645 | 1 | 48.4364 | 1488536.0455 | 944441210.5575 | 5.5 | 2.1053 | 3.3947 | 3.3947 | 5.5 | 2.1053 | 0.1 | 0.1 | 0.1 | 0.3 | 24.49 | 17 | 0 | 0 | 0 | 0 | 0 | 0 | 0 | 0 | 0 | 0 | 0 | 0 | 0 | 0 | 0 | 0 | 17 | 0 | 0 | 0 | 0
26.5 | -152 | 2 | 0.33333 | 438.4471 | 4 | 20 | -28.6526 | FALSE | 825664854.9064 | 1844875354.1545 | 1019210499.2482 | 43.1632 | 2.2839 | 0.2 | 0.1 | 0.1 | 0.1 | 0.064485 | 1.0645 | 1 | 48.4364 | 1488536.0455 | 944441210.5575 | 5.5 | 2.1053 | 3.3947 | 3.3947 | 5.5 | 2.1053 | 0.1 | 0.1 | 0.1 | 0.3 | 24.49 | 17 | 0 | 0 | 0 | 0 | 0 | 0 | 0 | 0 | 0 | 0 | 0 | 0 | 0 | 0 | 0 | 0 | 17 | 0 | 0 | 0 | 0
26.5 | -152 | 2 | 0.33333 | 438.4471 | 4 | 20 | -28.6526 | FALSE | 825664854.9064 | 1844875354.1545 | 1019210499.2482 | 43.1632 | 2.2839 | 0.2 | 0.1 | 0.1 | 0.1 | 0.064485 | 1.0645 | 1 | 48.4364 | 1488536.0455 | 944441210.5575 | 5.5 | 2.1053 | 3.3947 | 3.3947 | 5.5 | 2.1053 | 0.1 | 0.1 | 0.1 | 0.3 | 24.49 | 17 | 0 | 0 | 0 | 0 | 0 | 0 | 0 | 0 | 0 | 0 | 0 | 0 | 0 | 0 | 0 | 0 | 17 | 0 | 0 | 0 | 0
26.5 | -152 | 2 | 0.33333 | 438.4471 | 4 | 20 | -28.6526 | FALSE | 825664854.9064 | 1844875354.1545 | 1019210499.2482 | 43.1632 | 2.2839 | 0.2 | 0.1 | 0.1 | 0.1 | 0.064485 | 1.0645 | 1 | 48.4364 | 1488536.0455 | 944441210.5575 | 5.5 | 2.1053 | 3.3947 | 3.3947 | 5.5 | 2.1053 | 0.1 | 0.1 | 0.1 | 0.3 | 24.49 | 17 | 0 | 0 | 0 | 0 | 0 | 0 | 0 | 0 | 0 | 0 | 0 | 0 | 0 | 0 | 0 | 0 | 17 | 0 | 0 | 0 | 0
26.5 | -152 | 2 | 0.33333 | 438.4471 | 4 | 20 | -28.6526 | FALSE | 825664854.9064 | 1844875354.1545 | 1019210499.2482 | 43.1632 | 2.2839 | 0.2 | 0.1 | 0.1 | 0.1 | 0.064485 | 1.0645 | 1 | 48.4364 | 1488536.0455 | 944441210.5575 | 5.5 | 2.1053 | 3.3947 | 3.3947 | 5.5 | 2.1053 | 0.1 | 0.1 | 0.1 | 0.3 | 24.49 | 17 | 0 | 0 | 0 | 0 | 0 | 0 | 0 | 0 | 0 | 0 | 0 | 0 | 0 | 0 | 0 | 0 | 17 | 0 | 0 | 0 | 0
26.5 | -152 | 2 | 0.33333 | 438.4471 | 4 | 20 | -28.6526 | FALSE | 825664854.9064 | 1844875354.1545 | 1019210499.2482 | 43.1632 | 2.2839 | 0.2 | 0.1 | 0.1 | 0.1 | 0.064485 | 1.0645 | 1 | 48.4364 | 1488536.0455 | 944441210.5575 | 5.5 | 2.1053 | 3.3947 | 3.3947 | 5.5 | 2.1053 | 0.1 | 0.1 | 0.1 | 0.3 | 24.49 | 17 | 0 | 0 | 0 | 0 | 0 | 0 | 0 | 0 | 0 | 0 | 0 | 0 | 0 | 0 | 0 | 0 | 17 | 0 | 0 | 0 | 0
26.5 | -152 | 2 | 0.33333 | 438.4471 | 4 | 20 | -28.6526 | FALSE | 825664854.9064 | 1844875354.1545 | 1019210499.2482 | 43.1632 | 2.2839 | 0.2 | 0.1 | 0.1 | 0.1 | 0.064485 | 1.0645 | 1 | 48.4364 | 1488536.0455 | 944441210.5575 | 5.5 | 2.1053 | 3.3947 | 3.3947 | 5.5 | 2.1053 | 0.1 | 0.1 | 0.1 | 0.3 | 24.49 | 17 | 0 | 0 | 0 | 0 | 0 | 0 | 0 | 0 | 0 | 0 | 0 | 0 | 0 | 0 | 0 | 0 | 17 | 0 | 0 | 0 | 0
26.5 | -152 | 2 | 0.33333 | 438.4471 | 4 | 20 | -28.6526 | FALSE | 825664854.9064 | 1844875354.1545 | 1019210499.2482 | 43.1632 | 2.2839 | 0.2 | 0.1 | 0.1 | 0.1 | 0.064485 | 1.0645 | 1 | 48.4364 | 1488536.0455 | 944441210.5575 | 5.5 | 2.1053 | 3.3947 | 3.3947 | 5.5 | 2.1053 | 0.1 | 0.1 | 0.1 | 0.3 | 24.49 | 17 | 0 | 0 | 0 | 0 | 0 | 0 | 0 | 0 | 0 | 0 | 0 | 0 | 0 | 0 | 0 | 0 | 17 | 0 | 0 | 0 | 0
26.5 | -152 | 2 | 0.33333 | 438.4471 | 4 | 20 | -28.6526 | FALSE | 825664854.9064 | 1844875354.1545 | 1019210499.2482 | 43.1632 | 2.2839 | 0.2 | 0.1 | 0.1 | 0.1 | 0.064485 | 1.0645 | 1 | 48.4364 | 1488536.0455 | 944441210.5575 | 5.5 | 2.1053 | 3.3947 | 3.3947 | 5.5 | 2.1053 | 0.1 | 0.1 | 0.1 | 0.3 | 24.49 | 17 | 0 | 0 | 0 | 0 | 0 | 0 | 0 | 0 | 0 | 0 | 0 | 0 | 0 | 0 | 0 | 0 | 17 | 0 | 0 | 0 | 0
26.5 | -152 | 2 | 0.33333 | 438.4471 | 4 | 20 | -28.6526 | FALSE | 825664854.9064 | 1844875354.1545 | 1019210499.2482 | 43.1632 | 2.2839 | 0.2 | 0.1 | 0.1 | 0.1 | 0.064485 | 1.0645 | 1 | 48.4364 | 1488536.0455 | 944441210.5575 | 5.5 | 2.1053 | 3.3947 | 3.3947 | 5.5 | 2.1053 | 0.1 | 0.1 | 0.1 | 0.3 | 24.49 | 17 | 0 | 0 | 0 | 0 | 0 | 0 | 0 | 0 | 0 | 0 | 0 | 0 | 0 | 0 | 0 | 0 | 17 | 0 | 0 | 0 | 0
26.5 | -152 | 2 | 0.33333 | 438.4471 | 4 | 20 | -28.6526 | FALSE | 825664854.9064 | 1844875354.1545 | 1019210499.2482 | 43.1632 | 2.2839 | 0.2 | 0.1 | 0.1 | 0.1 | 0.064485 | 1.0645 | 1 | 48.4364 | 1488536.0455 | 944441210.5575 | 5.5 | 2.1053 | 3.3947 | 3.3947 | 5.5 | 2.1053 | 0.1 | 0.1 | 0.1 | 0.3 | 24.49 | 17 | 0 | 0 | 0 | 0 | 0 | 0 | 0 | 0 | 0 | 0 | 0 | 0 | 0 | 0 | 0 | 0 | 17 | 0 | 0 | 0 | 0
26.5 | -152 | 2 | 0.33333 | 438.4471 | 4 | 20 | -28.6526 | FALSE | 825664854.9064 | 1844875354.1545 | 1019210499.2482 | 43.1632 | 2.2839 | 0.2 | 0.1 | 0.1 | 0.1 | 0.064485 | 1.0645 | 1 | 48.4364 | 1488536.0455 | 944441210.5575 | 5.5 | 2.1053 | 3.3947 | 3.3947 | 5.5 | 2.1053 | 0.1 | 0.1 | 0.1 | 0.3 | 24.49 | 17 | 0 | 0 | 0 | 0 | 0 | 0 | 0 | 0 | 0 | 0 | 0 | 0 | 0 | 0 | 0 | 0 | 17 | 0 | 0 | 0 | 0
26.5 | -152 | 2 | 0.33333 | 438.4471 | 4 | 20 | -28.6526 | FALSE | 825664854.9064 | 1844875354.1545 | 1019210499.2482 | 43.1632 | 2.2839 | 0.2 | 0.1 | 0.1 | 0.1 | 0.064485 | 1.0645 | 1 | 48.4364 | 1488536.0455 | 944441210.5575 | 5.5 | 2.1053 | 3.3947 | 3.3947 | 5.5 | 2.1053 | 0.1 | 0.1 | 0.1 | 0.3 | 24.49 | 17 | 0 | 0 | 0 | 0 | 0 | 0 | 0 | 0 | 0 | 0 | 0 | 0 | 0 | 0 | 0 | 0 | 17 | 0 | 0 | 0 | 0
26.5 | -152 | 2 | 0.33333 | 438.4471 | 4 | 20 | -28.6526 | FALSE | 825664854.9064 | 1844875354.1545 | 1019210499.2482 | 43.1632 | 2.2839 | 0.2 | 0.1 | 0.1 | 0.1 | 0.064485 | 1.0645 | 1 | 48.4364 | 1488536.0455 | 944441210.5575 | 5.5 | 2.1053 | 3.3947 | 3.3947 | 5.5 | 2.1053 | 0.1 | 0.1 | 0.1 | 0.3 | 24.49 | 17 | 0 | 0 | 0 | 0 | 0 | 0 | 0 | 0 | 0 | 0 | 0 | 0 | 0 | 0 | 0 | 0 | 17 | 0 | 0 | 0 | 0
26.5 | -152 | 2 | 0.33333 | 438.4471 | 4 | 20 | -28.6526 | FALSE | 825664854.9064 | 1844875354.1545 | 1019210499.2482 | 43.1632 | 2.2839 | 0.2 | 0.1 | 0.1 | 0.1 | 0.064485 | 1.0645 | 1 | 48.4364 | 1488536.0455 | 944441210.5575 | 5.5 | 2.1053 | 3.3947 | 3.3947 | 5.5 | 2.1053 | 0.1 | 0.1 | 0.1 | 0.3 | 24.49 | 17 | 0 | 0 | 0 | 0 | 0 | 0 | 0 | 0 | 0 | 0 | 0 | 0 | 0 | 0 | 0 | 0 | 17 | 0 | 0 | 0 | 0
26.5 | -152 | 2 | 0.33333 | 438.4471 | 4 | 20 | -28.6526 | FALSE | 825664854.9064 | 1844875354.1545 | 1019210499.2482 | 43.1632 | 2.2839 | 0.2 | 0.1 | 0.1 | 0.1 | 0.064485 | 1.0645 | 1 | 48.4364 | 1488536.0455 | 944441210.5575 | 5.5 | 2.1053 | 3.3947 | 3.3947 | 5.5 | 2.1053 | 0.1 | 0.1 | 0.1 | 0.3 | 24.49 | 17 | 0 | 0 | 0 | 0 | 0 | 0 | 0 | 0 | 0 | 0 | 0 | 0 | 0 | 0 | 0 | 0 | 17 | 0 | 0 | 0 | 0
26.5 | -152 | 2 | 0.33333 | 438.4471 | 4 | 20 | -28.6526 | FALSE | 825664854.9064 | 1844875354.1545 | 1019210499.2482 | 43.1632 | 2.2839 | 0.2 | 0.1 | 0.1 | 0.1 | 0.064485 | 1.0645 | 1 | 48.4364 | 1488536.0455 | 944441210.5575 | 5.5 | 2.1053 | 3.3947 | 3.3947 | 5.5 | 2.1053 | 0.1 | 0.1 | 0.1 | 0.3 | 24.49 | 17 | 0 | 0 | 0 | 0 | 0 | 0 | 0 | 0 | 0 | 0 | 0 | 0 | 0 | 0 | 0 | 0 | 17 | 0 | 0 | 0 | 0
26.5 | -152 | 2 | 0.33333 | 438.4471 | 4 | 20 | -28.6526 | FALSE | 825664854.9064 | 1844875354.1545 | 1019210499.2482 | 43.1632 | 2.2839 | 0.2 | 0.1 | 0.1 | 0.1 | 0.064485 | 1.0645 | 1 | 48.4364 | 1488536.0455 | 944441210.5575 | 5.5 | 2.1053 | 3.3947 | 3.3947 | 5.5 | 2.1053 | 0.1 | 0.1 | 0.1 | 0.3 | 24.49 | 17 | 0 | 0 | 0 | 0 | 0 | 0 | 0 | 0 | 0 | 0 | 0 | 0 | 0 | 0 | 0 | 0 | 17 | 0 | 0 | 0 | 0
26.5 | -152 | 2 | 0.33333 | 438.4471 | 4 | 20 | -28.6526 | FALSE | 825664854.9064 | 1844875354.1545 | 1019210499.2482 | 43.1632 | 2.2839 | 0.2 | 0.1 | 0.1 | 0.1 | 0.064485 | 1.0645 | 1 | 48.4364 | 1488536.0455 | 944441210.5575 | 5.5 | 2.1053 | 3.3947 | 3.3947 | 5.5 | 2.1053 | 0.1 | 0.1 | 0.1 | 0.3 | 24.49 | 17 | 0 | 0 | 0 | 0 | 0 | 0 | 0 | 0 | 0 | 0 | 0 | 0 | 0 | 0 | 0 | 0 | 17 | 0 | 0 | 0 | 0
26.5 | -152 | 2 | 0.33333 | 438.4471 | 4 | 20 | -28.6526 | FALSE | 825664854.9064 | 1844875354.1545 | 1019210499.2482 | 43.1632 | 2.2839 | 0.2 | 0.1 | 0.1 | 0.1 | 0.064485 | 1.0645 | 1 | 48.4364 | 1488536.0455 | 944441210.5575 | 5.5 | 2.1053 | 3.3947 | 3.3947 | 5.5 | 2.1053 | 0.1 | 0.1 | 0.1 | 0.3 | 24.49 | 17 | 0 | 0 | 0 | 0 | 0 | 0 | 0 | 0 | 0 | 0 | 0 | 0 | 0 | 0 | 0 | 0 | 17 | 0 | 0 | 0 | 0
26.5 | -152 | 2 | 0.33333 | 438.4471 | 4 | 20 | -28.6526 | FALSE | 825664854.9064 | 1844875354.1545 | 1019210499.2482 | 43.1632 | 2.2839 | 0.2 | 0.1 | 0.1 | 0.1 | 0.064485 | 1.0645 | 1 | 48.4364 | 1488536.0455 | 944441210.5575 | 5.5 | 2.1053 | 3.3947 | 3.3947 | 5.5 | 2.1053 | 0.1 | 0.1 | 0.1 | 0.3 | 24.49 | 17 | 0 | 0 | 0 | 0 | 0 | 0 | 0 | 0 | 0 | 0 | 0 | 0 | 0 | 0 | 0 | 0 | 17 | 0 | 0 | 0 | 0
26.5 | -152 | 2 | 0.33333 | 438.4471 | 4 | 20 | -28.6526 | FALSE | 825664854.9064 | 1844875354.1545 | 1019210499.2482 | 43.1632 | 2.2839 | 0.2 | 0.1 | 0.1 | 0.1 | 0.064485 | 1.0645 | 1 | 48.4364 | 1488536.0455 | 944441210.5575 | 5.5 | 2.1053 | 3.3947 | 3.3947 | 5.5 | 2.1053 | 0.1 | 0.1 | 0.1 | 0.3 | 24.49 | 17 | 0 | 0 | 0 | 0 | 0 | 0 | 0 | 0 | 0 | 0 | 0 | 0 | 0 | 0 | 0 | 0 | 17 | 0 | 0 | 0 | 0
26.5 | -152 | 2 | 0.33333 | 438.4471 | 4 | 20 | -28.6526 | FALSE | 825664854.9064 | 1844875354.1545 | 1019210499.2482 | 43.1632 | 2.2839 | 0.2 | 0.1 | 0.1 | 0.1 | 0.064485 | 1.0645 | 1 | 48.4364 | 1488536.0455 | 944441210.5575 | 5.5 | 2.1053 | 3.3947 | 3.3947 | 5.5 | 2.1053 | 0.1 | 0.1 | 0.1 | 0.3 | 24.49 | 17 | 0 | 0 | 0 | 0 | 0 | 0 | 0 | 0 | 0 | 0 | 0 | 0 | 0 | 0 | 0 | 0 | 17 | 0 | 0 | 0 | 0
26.5 | -152 | 2 | 0.33333 | 438.4471 | 4 | 20 | -28.6526 | FALSE | 825664854.9064 | 1844875354.1545 | 1019210499.2482 | 43.1632 | 2.2839 | 0.2 | 0.1 | 0.1 | 0.1 | 0.064485 | 1.0645 | 1 | 48.4364 | 1488536.0455 | 944441210.5575 | 5.5 | 2.1053 | 3.3947 | 3.3947 | 5.5 | 2.1053 | 0.1 | 0.1 | 0.1 | 0.3 | 24.49 | 17 | 0 | 0 | 0 | 0 | 0 | 0 | 0 | 0 | 0 | 0 | 0 | 0 | 0 | 0 | 0 | 0 | 17 | 0 | 0 | 0 | 0
26.5 | -152 | 2 | 0.33333 | 438.4471 | 4 | 20 | -28.6526 | FALSE | 825664854.9064 | 1844875354.1545 | 1019210499.2482 | 43.1632 | 2.2839 | 0.2 | 0.1 | 0.1 | 0.1 | 0.064485 | 1.0645 | 1 | 48.4364 | 1488536.0455 | 944441210.5575 | 5.5 | 2.1053 | 3.3947 | 3.3947 | 5.5 | 2.1053 | 0.1 | 0.1 | 0.1 | 0.3 | 24.49 | 17 | 0 | 0 | 0 | 0 | 0 | 0 | 0 | 0 | 0 | 0 | 0 | 0 | 0 | 0 | 0 | 0 | 17 | 0 | 0 | 0 | 0
26.5 | -152 | 2 | 0.33333 | 438.4471 | 4 | 20 | -28.6526 | FALSE | 825664854.9064 | 1844875354.1545 | 1019210499.2482 | 43.1632 | 2.2839 | 0.2 | 0.1 | 0.1 | 0.1 | 0.064485 | 1.0645 | 1 | 48.4364 | 1488536.0455 | 944441210.5575 | 5.5 | 2.1053 | 3.3947 | 3.3947 | 5.5 | 2.1053 | 0.1 | 0.1 | 0.1 | 0.3 | 24.49 | 17 | 0 | 0 | 0 | 0 | 0 | 0 | 0 | 0 | 0 | 0 | 0 | 0 | 0 | 0 | 0 | 0 | 17 | 0 | 0 | 0 | 0
26.5 | -152 | 2 | 0.33333 | 438.4471 | 4 | 20 | -28.6526 | FALSE | 825664854.9064 | 1844875354.1545 | 1019210499.2482 | 43.1632 | 2.2839 | 0.2 | 0.1 | 0.1 | 0.1 | 0.064485 | 1.0645 | 1 | 48.4364 | 1488536.0455 | 944441210.5575 | 5.5 | 2.1053 | 3.3947 | 3.3947 | 5.5 | 2.1053 | 0.1 | 0.1 | 0.1 | 0.3 | 24.49 | 17 | 0 | 0 | 0 | 0 | 0 | 0 | 0 | 0 | 0 | 0 | 0 | 0 | 0 | 0 | 0 | 0 | 17 | 0 | 0 | 0 | 0
26.5 | -152 | 2 | 0.33333 | 438.4471 | 4 | 20 | -28.6526 | FALSE | 825664854.9064 | 1844875354.1545 | 1019210499.2482 | 43.1632 | 2.2839 | 0.2 | 0.1 | 0.1 | 0.1 | 0.064485 | 1.0645 | 1 | 48.4364 | 1488536.0455 | 944441210.5575 | 5.5 | 2.1053 | 3.3947 | 3.3947 | 5.5 | 2.1053 | 0.1 | 0.1 | 0.1 | 0.3 | 24.49 | 17 | 0 | 0 | 0 | 0 | 0 | 0 | 0 | 0 | 0 | 0 | 0 | 0 | 0 | 0 | 0 | 0 | 17 | 0 | 0 | 0 | 0
26.5 | -152 | 2 | 0.33333 | 438.4471 | 4 | 20 | -28.6526 | FALSE | 825664854.9064 | 1844875354.1545 | 1019210499.2482 | 43.1632 | 2.2839 | 0.2 | 0.1 | 0.1 | 0.1 | 0.064485 | 1.0645 | 1 | 48.4364 | 1488536.0455 | 944441210.5575 | 5.5 | 2.1053 | 3.3947 | 3.3947 | 5.5 | 2.1053 | 0.1 | 0.1 | 0.1 | 0.3 | 24.49 | 17 | 0 | 0 | 0 | 0 | 0 | 0 | 0 | 0 | 0 | 0 | 0 | 0 | 0 | 0 | 0 | 0 | 17 | 0 | 0 | 0 | 0
26.5 | -152 | 2 | 0.33333 | 438.4471 | 4 | 20 | -28.6526 | FALSE | 825664854.9064 | 1844875354.1545 | 1019210499.2482 | 43.1632 | 2.2839 | 0.2 | 0.1 | 0.1 | 0.1 | 0.064485 | 1.0645 | 1 | 48.4364 | 1488536.0455 | 944441210.5575 | 5.5 | 2.1053 | 3.3947 | 3.3947 | 5.5 | 2.1053 | 0.1 | 0.1 | 0.1 | 0.3 | 24.49 | 17 | 0 | 0 | 0 | 0 | 0 | 0 | 0 | 0 | 0 | 0 | 0 | 0 | 0 | 0 | 0 | 0 | 17 | 0 | 0 | 0 | 0
26.5 | -152 | 2 | 0.33333 | 438.4471 | 4 | 20 | -28.6526 | FALSE | 825664854.9064 | 1844875354.1545 | 1019210499.2482 | 43.1632 | 2.2839 | 0.2 | 0.1 | 0.1 | 0.1 | 0.064485 | 1.0645 | 1 | 48.4364 | 1488536.0455 | 944441210.5575 | 5.5 | 2.1053 | 3.3947 | 3.3947 | 5.5 | 2.1053 | 0.1 | 0.1 | 0.1 | 0.3 | 24.49 | 17 | 0 | 0 | 0 | 0 | 0 | 0 | 0 | 0 | 0 | 0 | 0 | 0 | 0 | 0 | 0 | 0 | 17 | 0 | 0 | 0 | 0
26.5 | -152 | 2 | 0.33333 | 438.4471 | 4 | 20 | -28.6526 | FALSE | 825664854.9064 | 1844875354.1545 | 1019210499.2482 | 43.1632 | 2.2839 | 0.2 | 0.1 | 0.1 | 0.1 | 0.064485 | 1.0645 | 1 | 48.4364 | 1488536.0455 | 944441210.5575 | 5.5 | 2.1053 | 3.3947 | 3.3947 | 5.5 | 2.1053 | 0.1 | 0.1 | 0.1 | 0.3 | 24.49 | 17 | 0 | 0 | 0 | 0 | 0 | 0 | 0 | 0 | 0 | 0 | 0 | 0 | 0 | 0 | 0 | 0 | 17 | 0 | 0 | 0 | 0
26.5 | -152 | 2 | 0.33333 | 438.4471 | 4 | 20 | -28.6526 | FALSE | 825664854.9064 | 1844875354.1545 | 1019210499.2482 | 43.1632 | 2.2839 | 0.2 | 0.1 | 0.1 | 0.1 | 0.064485 | 1.0645 | 1 | 48.4364 | 1488536.0455 | 944441210.5575 | 5.5 | 2.1053 | 3.3947 | 3.3947 | 5.5 | 2.1053 | 0.1 | 0.1 | 0.1 | 0.3 | 24.49 | 17 | 0 | 0 | 0 | 0 | 0 | 0 | 0 | 0 | 0 | 0 | 0 | 0 | 0 | 0 | 0 | 0 | 17 | 0 | 0 | 0 | 0
26.5 | -152 | 2 | 0.33333 | 438.4471 | 4 | 20 | -28.6526 | FALSE | 825664854.9064 | 1844875354.1545 | 1019210499.2482 | 43.1632 | 2.2839 | 0.2 | 0.1 | 0.1 | 0.1 | 0.064485 | 1.0645 | 1 | 48.4364 | 1488536.0455 | 944441210.5575 | 5.5 | 2.1053 | 3.3947 | 3.3947 | 5.5 | 2.1053 | 0.1 | 0.1 | 0.1 | 0.3 | 24.49 | 17 | 0 | 0 | 0 | 0 | 0 | 0 | 0 | 0 | 0 | 0 | 0 | 0 | 0 | 0 | 0 | 0 | 17 | 0 | 0 | 0 | 0
26.5 | -152 | 2 | 0.33333 | 438.4471 | 4 | 20 | -28.6526 | FALSE | 825664854.9064 | 1844875354.1545 | 1019210499.2482 | 43.1632 | 2.2839 | 0.2 | 0.1 | 0.1 | 0.1 | 0.064485 | 1.0645 | 1 | 48.4364 | 1488536.0455 | 944441210.5575 | 5.5 | 2.1053 | 3.3947 | 3.3947 | 5.5 | 2.1053 | 0.1 | 0.1 | 0.1 | 0.3 | 24.49 | 17 | 0 | 0 | 0 | 0 | 0 | 0 | 0 | 0 | 0 | 0 | 0 | 0 | 0 | 0 | 0 | 0 | 17 | 0 | 0 | 0 | 0
26.5 | -152 | 2 | 0.33333 | 438.4471 | 4 | 20 | -28.6526 | FALSE | 825664854.9064 | 1844875354.1545 | 1019210499.2482 | 43.1632 | 2.2839 | 0.2 | 0.1 | 0.1 | 0.1 | 0.064485 | 1.0645 | 1 | 48.4364 | 1488536.0455 | 944441210.5575 | 5.5 | 2.1053 | 3.3947 | 3.3947 | 5.5 | 2.1053 | 0.1 | 0.1 | 0.1 | 0.3 | 24.49 | 17 | 0 | 0 | 0 | 0 | 0 | 0 | 0 | 0 | 0 | 0 | 0 | 0 | 0 | 0 | 0 | 0 | 17 | 0 | 0 | 0 | 0
26.5 | -152 | 2 | 0.33333 | 438.4471 | 4 | 20 | -28.6526 | FALSE | 825664854.9064 | 1844875354.1545 | 1019210499.2482 | 43.1632 | 2.2839 | 0.2 | 0.1 | 0.1 | 0.1 | 0.064485 | 1.0645 | 1 | 48.4364 | 1488536.0455 | 944441210.5575 | 5.5 | 2.1053 | 3.3947 | 3.3947 | 5.5 | 2.1053 | 0.1 | 0.1 | 0.1 | 0.3 | 24.49 | 17 | 0 | 0 | 0 | 0 | 0 | 0 | 0 | 0 | 0 | 0 | 0 | 0 | 0 | 0 | 0 | 0 | 17 | 0 | 0 | 0 | 0
26.5 | -152 | 2 | 0.33333 | 438.4471 | 4 | 20 | -28.6526 | FALSE | 825664854.9064 | 1844875354.1545 | 1019210499.2482 | 43.1632 | 2.2839 | 0.2 | 0.1 | 0.1 | 0.1 | 0.064485 | 1.0645 | 1 | 48.4364 | 1488536.0455 | 944441210.5575 | 5.5 | 2.1053 | 3.3947 | 3.3947 | 5.5 | 2.1053 | 0.1 | 0.1 | 0.1 | 0.3 | 24.49 | 17 | 0 | 0 | 0 | 0 | 0 | 0 | 0 | 0 | 0 | 0 | 0 | 0 | 0 | 0 | 0 | 0 | 17 | 0 | 0 | 0 | 0
26.5 | -152 | 2 | 0.33333 | 438.4471 | 4 | 20 | -28.6526 | FALSE | 825664854.9064 | 1844875354.1545 | 1019210499.2482 | 43.1632 | 2.2839 | 0.2 | 0.1 | 0.1 | 0.1 | 0.064485 | 1.0645 | 1 | 48.4364 | 1488536.0455 | 944441210.5575 | 5.5 | 2.1053 | 3.3947 | 3.3947 | 5.5 | 2.1053 | 0.1 | 0.1 | 0.1 | 0.3 | 24.49 | 17 | 0 | 0 | 0 | 0 | 0 | 0 | 0 | 0 | 0 | 0 | 0 | 0 | 0 | 0 | 0 | 0 | 17 | 0 | 0 | 0 | 0
26.5 | -152 | 2 | 0.33333 | 438.4471 | 4 | 20 | -28.6526 | FALSE | 825664854.9064 | 1844875354.1545 | 1019210499.2482 | 43.1632 | 2.2839 | 0.2 | 0.1 | 0.1 | 0.1 | 0.064485 | 1.0645 | 1 | 48.4364 | 1488536.0455 | 944441210.5575 | 5.5 | 2.1053 | 3.3947 | 3.3947 | 5.5 | 2.1053 | 0.1 | 0.1 | 0.1 | 0.3 | 24.49 | 17 | 0 | 0 | 0 | 0 | 0 | 0 | 0 | 0 | 0 | 0 | 0 | 0 | 0 | 0 | 0 | 0 | 17 | 0 | 0 | 0 | 0
26.5 | -152 | 2 | 0.33333 | 438.4471 | 4 | 20 | -28.6526 | FALSE | 825664854.9064 | 1844875354.1545 | 1019210499.2482 | 43.1632 | 2.2839 | 0.2 | 0.1 | 0.1 | 0.1 | 0.064485 | 1.0645 | 1 | 48.4364 | 1488536.0455 | 944441210.5575 | 5.5 | 2.1053 | 3.3947 | 3.3947 | 5.5 | 2.1053 | 0.1 | 0.1 | 0.1 | 0.3 | 24.49 | 17 | 0 | 0 | 0 | 0 | 0 | 0 | 0 | 0 | 0 | 0 | 0 | 0 | 0 | 0 | 0 | 0 | 17 | 0 | 0 | 0 | 0
26.5 | -152 | 2 | 0.33333 | 438.4471 | 4 | 20 | -28.6526 | FALSE | 825664854.9064 | 1844875354.1545 | 1019210499.2482 | 43.1632 | 2.2839 | 0.2 | 0.1 | 0.1 | 0.1 | 0.064485 | 1.0645 | 1 | 48.4364 | 1488536.0455 | 944441210.5575 | 5.5 | 2.1053 | 3.3947 | 3.3947 | 5.5 | 2.1053 | 0.1 | 0.1 | 0.1 | 0.3 | 24.49 | 17 | 0 | 0 | 0 | 0 | 0 | 0 | 0 | 0 | 0 | 0 | 0 | 0 | 0 | 0 | 0 | 0 | 17 | 0 | 0 | 0 | 0
26.5 | -152 | 2 | 0.33333 | 438.4471 | 4 | 20 | -28.6526 | FALSE | 825664854.9064 | 1844875354.1545 | 1019210499.2482 | 43.1632 | 2.2839 | 0.2 | 0.1 | 0.1 | 0.1 | 0.064485 | 1.0645 | 1 | 48.4364 | 1488536.0455 | 944441210.5575 | 5.5 | 2.1053 | 3.3947 | 3.3947 | 5.5 | 2.1053 | 0.1 | 0.1 | 0.1 | 0.3 | 24.49 | 17 | 0 | 0 | 0 | 0 | 0 | 0 | 0 | 0 | 0 | 0 | 0 | 0 | 0 | 0 | 0 | 0 | 17 | 0 | 0 | 0 | 0
26.5 | -152 | 2 | 0.33333 | 438.4471 | 4 | 20 | -28.6526 | FALSE | 825664854.9064 | 1844875354.1545 | 1019210499.2482 | 43.1632 | 2.2839 | 0.2 | 0.1 | 0.1 | 0.1 | 0.064485 | 1.0645 | 1 | 48.4364 | 1488536.0455 | 944441210.5575 | 5.5 | 2.1053 | 3.3947 | 3.3947 | 5.5 | 2.1053 | 0.1 | 0.1 | 0.1 | 0.3 | 24.49 | 17 | 0 | 0 | 0 | 0 | 0 | 0 | 0 | 0 | 0 | 0 | 0 | 0 | 0 | 0 | 0 | 0 | 17 | 0 | 0 | 0 | 0
26.5 | -152 | 2 | 0.33333 | 438.4471 | 4 | 20 | -28.6526 | FALSE | 825664854.9064 | 1844875354.1545 | 1019210499.2482 | 43.1632 | 2.2839 | 0.2 | 0.1 | 0.1 | 0.1 | 0.064485 | 1.0645 | 1 | 48.4364 | 1488536.0455 | 944441210.5575 | 5.5 | 2.1053 | 3.3947 | 3.3947 | 5.5 | 2.1053 | 0.1 | 0.1 | 0.1 | 0.3 | 24.49 | 17 | 0 | 0 | 0 | 0 | 0 | 0 | 0 | 0 | 0 | 0 | 0 | 0 | 0 | 0 | 0 | 0 | 17 | 0 | 0 | 0 | 0
26.5 | -152 | 2 | 0.33333 | 438.4471 | 4 | 20 | -28.6526 | FALSE | 825664854.9064 | 1844875354.1545 | 1019210499.2482 | 43.1632 | 2.2839 | 0.2 | 0.1 | 0.1 | 0.1 | 0.064485 | 1.0645 | 1 | 48.4364 | 1488536.0455 | 944441210.5575 | 5.5 | 2.1053 | 3.3947 | 3.3947 | 5.5 | 2.1053 | 0.1 | 0.1 | 0.1 | 0.3 | 24.49 | 17 | 0 | 0 | 0 | 0 | 0 | 0 | 0 | 0 | 0 | 0 | 0 | 0 | 0 | 0 | 0 | 0 | 17 | 0 | 0 | 0 | 0
26.5 | -152 | 2 | 0.33333 | 438.4471 | 4 | 20 | -28.6526 | FALSE | 825664854.9064 | 1844875354.1545 | 1019210499.2482 | 43.1632 | 2.2839 | 0.2 | 0.1 | 0.1 | 0.1 | 0.064485 | 1.0645 | 1 | 48.4364 | 1488536.0455 | 944441210.5575 | 5.5 | 2.1053 | 3.3947 | 3.3947 | 5.5 | 2.1053 | 0.1 | 0.1 | 0.1 | 0.3 | 24.49 | 17 | 0 | 0 | 0 | 0 | 0 | 0 | 0 | 0 | 0 | 0 | 0 | 0 | 0 | 0 | 0 | 0 | 17 | 0 | 0 | 0 | 0
26.5 | -152 | 2 | 0.33333 | 438.4471 | 4 | 20 | -28.6526 | FALSE | 825664854.9064 | 1844875354.1545 | 1019210499.2482 | 43.1632 | 2.2839 | 0.2 | 0.1 | 0.1 | 0.1 | 0.064485 | 1.0645 | 1 | 48.4364 | 1488536.0455 | 944441210.5575 | 5.5 | 2.1053 | 3.3947 | 3.3947 | 5.5 | 2.1053 | 0.1 | 0.1 | 0.1 | 0.3 | 24.49 | 17 | 0 | 0 | 0 | 0 | 0 | 0 | 0 | 0 | 0 | 0 | 0 | 0 | 0 | 0 | 0 | 0 | 17 | 0 | 0 | 0 | 0
26.5 | -152 | 2 | 0.33333 | 438.4471 | 4 | 20 | -28.6526 | FALSE | 825664854.9064 | 1844875354.1545 | 1019210499.2482 | 43.1632 | 2.2839 | 0.2 | 0.1 | 0.1 | 0.1 | 0.064485 | 1.0645 | 1 | 48.4364 | 1488536.0455 | 944441210.5575 | 5.5 | 2.1053 | 3.3947 | 3.3947 | 5.5 | 2.1053 | 0.1 | 0.1 | 0.1 | 0.3 | 24.49 | 17 | 0 | 0 | 0 | 0 | 0 | 0 | 0 | 0 | 0 | 0 | 0 | 0 | 0 | 0 | 0 | 0 | 17 | 0 | 0 | 0 | 0

## 7227 (hidden)
[22 empty] | Gain (dB) |  |  |  | Gain Slope (db/GHz) |  |  |  | Noise Figure (dB) |  |  |  | Input ¦G¦ (dB) |  |  |  | Output ¦G¦ (dB) |  |  |  | Reverse Ratio |  |  |  | Output P1dB (dBm)
| Preamp Value Entry | [18 empty] | Low Freq | High Freq | A | C | F | sel | A | C | F | sel | A | C | F | sel | A | C | F | sel | A | C | F | sel | A | C | F | sel | A | C | F | sel
[20 empty] | GHz | GHz
Frequency (GHz) | Gain (dB) | Gain dc | Gain slope | Noise Figure (dB) | Input ¦G¦ (dB) | Output ¦G¦ (dB) | Rev. Noise Factor | P1dB Out | band | 1 | 2 | 3 | 4 | 5 | 6 | 7 | 8 | 9 | 10 | 0.01 | 0.1 | 16 | -100 | -100 | -100 | 0 | 0 | 0 | 0 | 5.5 | 6 | 0 | 6 | -5 | 0 | 0 | 0 | -18 | 0 | 0 | 0 | 0.2 | 0 | 0 | 0 | 7 | 6 | 7 | 6 | 0.01 | 0.1
0.1 | 16.126 | 16.1 | 0.26 | 6 | -15 | -18 | 0.35 | 6 | 2 | 0 | 2 | 0 | 0 | 0 | 0 | 0 | 0 | 0 | 0 | 0.1 | 2 | 17 | 16.1 | -100 | 16.1 | 0.5 | 0.26 | 0 | 0.26 | 5 | 6 | 0 | 6 | -13.5 | -15 | 0 | -15 | -18 | -18 | 0 | -18 | 0.2 | 0.35 | 0 | 0.35 | 7 | 6 | 7 | 6 | 0.1 | 2
0.628 | 16.2633 | 16.1 | 0.26 | 6 | -15 | -18 | 0.35 | 6 | 2 | 0 | 2 | 0 | 0 | 0 | 0 | 0 | 0 | 0 | 0 | 2 | 3 | 17 | 16.1 | 16.5 | 16.1 | 0.5 | 0.26 | 0.23 | 0.26 | 5 | 6 | 10 | 6 | -11.5 | -15 | -8 | -15 | -18 | -18 | -18 | -18 | 0.2 | 0.35 | 0.25 | 0.35 | 6 | 6 | 7 | 6 | 2 | 3
1.156 | 16.4006 | 16.1 | 0.26 | 6 | -15 | -18 | 0.35 | 6 | 2 | 0 | 2 | 0 | 0 | 0 | 0 | 0 | 0 | 0 | 0 | 3 | 4.001 | 17 | 16.1 | 16.5 | 16.1 | 0.5 | 0.26 | 0.23 | 0.26 | 5 | 6 | 10 | 6 | -10 | -15 | -8 | -15 | -18 | -18 | -18 | -18 | 0.25 | 0.35 | 0.25 | 0.35 | 5 | 6 | 7 | 6 | 3 | 4
1.684 | 16.5378 | 16.1 | 0.26 | 6 | -15 | -18 | 0.35 | 6 | 2 | 0 | 2 | 0 | 0 | 0 | 0 | 0 | 0 | 0 | 0 | 4.001 | 6 | -100 | 16.1 | 16.5 | 16.1 | 0 | 0.26 | 0.23 | 0.26 | 0 | 5 | 8 | 5 | 0 | -8 | -8 | -8 | 0 | -11 | -11 | -11 | 0 | 0.35 | 0.22 | 0.35 | 5 | 8 | 6 | 8 | 4 | 6
2.212 | 16.6751 | 16.1 | 0.26 | 6 | -15 | -18 | 0.35 | 6 | 3 | 0 | 0 | 3 | 0 | 0 | 0 | 0 | 0 | 0 | 0 | 6 | 18.1 | -100 | 16.1 | 16.5 | 16.1 | 0 | 0.26 | 0.23 | 0.26 | 0 | 4 | 8 | 4 | 0 | -8 | -8 | -8 | 0 | -11 | -11 | -11 | 0 | 0.3 | 0.22 | 0.3 | 5 | 6 | 5 | 6 | 6 | 18
2.74 | 16.8124 | 16.1 | 0.26 | 6 | -15 | -18 | 0.35 | 6 | 3 | 0 | 0 | 3 | 0 | 0 | 0 | 0 | 0 | 0 | 0 | 18.1 | 26.51 | -100 | 16.1 | 16.5 | 16.1 | 0 | 0.26 | 0.23 | 0.26 | 0 | 5 | 8 | 5 | 0 | -8 | -8 | -8 | 0 | -11 | -11 | -11 | 0 | 0.3 | 0.2 | 0.3 | 5 | 5 | 3 | 5 | 18 | 26.5
3.268 | 16.9497 | 16.1 | 0.26 | 6 | -15 | -18 | 0.35 | 6 | 4 | 0 | 0 | 0 | 4 | 0 | 0 | 0 | 0 | 0 | 0 | 26.51 | 40 | -100 | -100 | 16.5 | -100 | 0 | 0 | 0.23 | 0 | 0 | 0 | 8 | 0 | 0 | 0 | -8 | 0 | 0 | 0 | -8 | 0 | 0 | 0 | 0.15 | 0 | 5 | 5 | 2 | 5 | 26.5 | 40
3.796 | 17.087 | 16.1 | 0.26 | 6 | -15 | -18 | 0.35 | 6 | 4 | 0 | 0 | 0 | 4 | 0 | 0 | 0 | 0 | 0 | 0 | 40 | 44 | -100 | -100 | 16.5 | -100 | 0 | 0 | 0.23 | 0 | 0 | 0 | 9 | 0 | 0 | 0 | -6 | 0 | 0 | 0 | -6 | 0 | 0 | 0 | 0.06 | 0 | 5 | 5 | 2 | 5 | 40 | 44
4.324 | 17.2242 | 16.1 | 0.26 | 5 | -8 | -11 | 0.35 | 8 | 5 | 0 | 0 | 0 | 0 | 5 | 0 | 0 | 0 | 0 | 0 | 44 | 50.1 | -100 | -100 | 16.5 | -100 | 0 | 0 | 0.23 | 0 | 0 | 0 | 10 | 0 | 0 | 0 | -5 | 0 | 0 | 0 | -6 | 0 | 0 | 0 | 0.07 | 0 | 5 | 5 | -3 | 5 | 44 | 50
4.852 | 17.3615 | 16.1 | 0.26 | 5 | -8 | -11 | 0.35 | 8 | 5 | 0 | 0 | 0 | 0 | 5 | 0 | 0 | 0 | 0 | 0
5.38 | 17.4988 | 16.1 | 0.26 | 5 | -8 | -11 | 0.35 | 8 | 5 | 0 | 0 | 0 | 0 | 5 | 0 | 0 | 0 | 0 | 0
5.908 | 17.6361 | 16.1 | 0.26 | 5 | -8 | -11 | 0.35 | 8 | 5 | 0 | 0 | 0 | 0 | 5 | 0 | 0 | 0 | 0 | 0
6.436 | 17.7734 | 16.1 | 0.26 | 4 | -8 | -11 | 0.3 | 6 | 6 | 0 | 0 | 0 | 0 | 0 | 6 | 0 | 0 | 0 | 0
6.964 | 17.9106 | 16.1 | 0.26 | 4 | -8 | -11 | 0.3 | 6 | 6 | 0 | 0 | 0 | 0 | 0 | 6 | 0 | 0 | 0 | 0
7.492 | 18.0479 | 16.1 | 0.26 | 4 | -8 | -11 | 0.3 | 6 | 6 | 0 | 0 | 0 | 0 | 0 | 6 | 0 | 0 | 0 | 0
8.02 | 18.1852 | 16.1 | 0.26 | 4 | -8 | -11 | 0.3 | 6 | 6 | 0 | 0 | 0 | 0 | 0 | 6 | 0 | 0 | 0 | 0
8.548 | 18.3225 | 16.1 | 0.26 | 4 | -8 | -11 | 0.3 | 6 | 6 | 0 | 0 | 0 | 0 | 0 | 6 | 0 | 0 | 0 | 0
9.076 | 18.4598 | 16.1 | 0.26 | 4 | -8 | -11 | 0.3 | 6 | 6 | 0 | 0 | 0 | 0 | 0 | 6 | 0 | 0 | 0 | 0
9.604 | 18.597 | 16.1 | 0.26 | 4 | -8 | -11 | 0.3 | 6 | 6 | 0 | 0 | 0 | 0 | 0 | 6 | 0 | 0 | 0 | 0
10.132 | 18.7343 | 16.1 | 0.26 | 4 | -8 | -11 | 0.3 | 6 | 6 | 0 | 0 | 0 | 0 | 0 | 6 | 0 | 0 | 0 | 0
10.66 | 18.8716 | 16.1 | 0.26 | 4 | -8 | -11 | 0.3 | 6 | 6 | 0 | 0 | 0 | 0 | 0 | 6 | 0 | 0 | 0 | 0
11.188 | 19.0089 | 16.1 | 0.26 | 4 | -8 | -11 | 0.3 | 6 | 6 | 0 | 0 | 0 | 0 | 0 | 6 | 0 | 0 | 0 | 0
11.716 | 19.1462 | 16.1 | 0.26 | 4 | -8 | -11 | 0.3 | 6 | 6 | 0 | 0 | 0 | 0 | 0 | 6 | 0 | 0 | 0 | 0
12.244 | 19.2834 | 16.1 | 0.26 | 4 | -8 | -11 | 0.3 | 6 | 6 | 0 | 0 | 0 | 0 | 0 | 6 | 0 | 0 | 0 | 0
12.772 | 19.4207 | 16.1 | 0.26 | 4 | -8 | -11 | 0.3 | 6 | 6 | 0 | 0 | 0 | 0 | 0 | 6 | 0 | 0 | 0 | 0
13.3 | 19.558 | 16.1 | 0.26 | 4 | -8 | -11 | 0.3 | 6 | 6 | 0 | 0 | 0 | 0 | 0 | 6 | 0 | 0 | 0 | 0
13.828 | 19.6953 | 16.1 | 0.26 | 4 | -8 | -11 | 0.3 | 6 | 6 | 0 | 0 | 0 | 0 | 0 | 6 | 0 | 0 | 0 | 0
14.356 | 19.8326 | 16.1 | 0.26 | 4 | -8 | -11 | 0.3 | 6 | 6 | 0 | 0 | 0 | 0 | 0 | 6 | 0 | 0 | 0 | 0
14.884 | 19.9698 | 16.1 | 0.26 | 4 | -8 | -11 | 0.3 | 6 | 6 | 0 | 0 | 0 | 0 | 0 | 6 | 0 | 0 | 0 | 0
15.412 | 20.1071 | 16.1 | 0.26 | 4 | -8 | -11 | 0.3 | 6 | 6 | 0 | 0 | 0 | 0 | 0 | 6 | 0 | 0 | 0 | 0
15.94 | 20.2444 | 16.1 | 0.26 | 4 | -8 | -11 | 0.3 | 6 | 6 | 0 | 0 | 0 | 0 | 0 | 6 | 0 | 0 | 0 | 0
16.468 | 20.3817 | 16.1 | 0.26 | 4 | -8 | -11 | 0.3 | 6 | 6 | 0 | 0 | 0 | 0 | 0 | 6 | 0 | 0 | 0 | 0
16.996 | 20.519 | 16.1 | 0.26 | 4 | -8 | -11 | 0.3 | 6 | 6 | 0 | 0 | 0 | 0 | 0 | 6 | 0 | 0 | 0 | 0
17.524 | 20.6562 | 16.1 | 0.26 | 4 | -8 | -11 | 0.3 | 6 | 6 | 0 | 0 | 0 | 0 | 0 | 6 | 0 | 0 | 0 | 0
18.052 | 20.7935 | 16.1 | 0.26 | 4 | -8 | -11 | 0.3 | 6 | 6 | 0 | 0 | 0 | 0 | 0 | 6 | 0 | 0 | 0 | 0
18.58 | 20.9308 | 16.1 | 0.26 | 5 | -8 | -11 | 0.3 | 5 | 7 | 0 | 0 | 0 | 0 | 0 | 0 | 7 | 0 | 0 | 0
19.108 | 21.0681 | 16.1 | 0.26 | 5 | -8 | -11 | 0.3 | 5 | 7 | 0 | 0 | 0 | 0 | 0 | 0 | 7 | 0 | 0 | 0
19.636 | 21.2054 | 16.1 | 0.26 | 5 | -8 | -11 | 0.3 | 5 | 7 | 0 | 0 | 0 | 0 | 0 | 0 | 7 | 0 | 0 | 0
20.164 | 21.3426 | 16.1 | 0.26 | 5 | -8 | -11 | 0.3 | 5 | 7 | 0 | 0 | 0 | 0 | 0 | 0 | 7 | 0 | 0 | 0
20.692 | 21.4799 | 16.1 | 0.26 | 5 | -8 | -11 | 0.3 | 5 | 7 | 0 | 0 | 0 | 0 | 0 | 0 | 7 | 0 | 0 | 0
21.22 | 21.6172 | 16.1 | 0.26 | 5 | -8 | -11 | 0.3 | 5 | 7 | 0 | 0 | 0 | 0 | 0 | 0 | 7 | 0 | 0 | 0
21.748 | 21.7545 | 16.1 | 0.26 | 5 | -8 | -11 | 0.3 | 5 | 7 | 0 | 0 | 0 | 0 | 0 | 0 | 7 | 0 | 0 | 0
22.276 | 21.8918 | 16.1 | 0.26 | 5 | -8 | -11 | 0.3 | 5 | 7 | 0 | 0 | 0 | 0 | 0 | 0 | 7 | 0 | 0 | 0
22.804 | 22.029 | 16.1 | 0.26 | 5 | -8 | -11 | 0.3 | 5 | 7 | 0 | 0 | 0 | 0 | 0 | 0 | 7 | 0 | 0 | 0
23.332 | 22.1663 | 16.1 | 0.26 | 5 | -8 | -11 | 0.3 | 5 | 7 | 0 | 0 | 0 | 0 | 0 | 0 | 7 | 0 | 0 | 0
23.86 | 22.3036 | 16.1 | 0.26 | 5 | -8 | -11 | 0.3 | 5 | 7 | 0 | 0 | 0 | 0 | 0 | 0 | 7 | 0 | 0 | 0
24.388 | 22.4409 | 16.1 | 0.26 | 5 | -8 | -11 | 0.3 | 5 | 7 | 0 | 0 | 0 | 0 | 0 | 0 | 7 | 0 | 0 | 0
24.916 | 22.5782 | 16.1 | 0.26 | 5 | -8 | -11 | 0.3 | 5 | 7 | 0 | 0 | 0 | 0 | 0 | 0 | 7 | 0 | 0 | 0
25.444 | 22.7154 | 16.1 | 0.26 | 5 | -8 | -11 | 0.3 | 5 | 7 | 0 | 0 | 0 | 0 | 0 | 0 | 7 | 0 | 0 | 0
25.972 | 22.8527 | 16.1 | 0.26 | 5 | -8 | -11 | 0.3 | 5 | 7 | 0 | 0 | 0 | 0 | 0 | 0 | 7 | 0 | 0 | 0
26.5 | 22.99 | 16.1 | 0.26 | 5 | -8 | -11 | 0.3 | 5 | 7 | 0 | 0 | 0 | 0 | 0 | 0 | 7 | 0 | 0 | 0
26.5 | 22.99 | 16.1 | 0.26 | 5 | -8 | -11 | 0.3 | 5 | 7 | 0 | 0 | 0 | 0 | 0 | 0 | 7 | 0 | 0 | 0
26.5 | 22.99 | 16.1 | 0.26 | 5 | -8 | -11 | 0.3 | 5 | 7 | 0 | 0 | 0 | 0 | 0 | 0 | 7 | 0 | 0 | 0
26.5 | 22.99 | 16.1 | 0.26 | 5 | -8 | -11 | 0.3 | 5 | 7 | 0 | 0 | 0 | 0 | 0 | 0 | 7 | 0 | 0 | 0
26.5 | 22.99 | 16.1 | 0.26 | 5 | -8 | -11 | 0.3 | 5 | 7 | 0 | 0 | 0 | 0 | 0 | 0 | 7 | 0 | 0 | 0
26.5 | 22.99 | 16.1 | 0.26 | 5 | -8 | -11 | 0.3 | 5 | 7 | 0 | 0 | 0 | 0 | 0 | 0 | 7 | 0 | 0 | 0
26.5 | 22.99 | 16.1 | 0.26 | 5 | -8 | -11 | 0.3 | 5 | 7 | 0 | 0 | 0 | 0 | 0 | 0 | 7 | 0 | 0 | 0
26.5 | 22.99 | 16.1 | 0.26 | 5 | -8 | -11 | 0.3 | 5 | 7 | 0 | 0 | 0 | 0 | 0 | 0 | 7 | 0 | 0 | 0
26.5 | 22.99 | 16.1 | 0.26 | 5 | -8 | -11 | 0.3 | 5 | 7 | 0 | 0 | 0 | 0 | 0 | 0 | 7 | 0 | 0 | 0
26.5 | 22.99 | 16.1 | 0.26 | 5 | -8 | -11 | 0.3 | 5 | 7 | 0 | 0 | 0 | 0 | 0 | 0 | 7 | 0 | 0 | 0
26.5 | 22.99 | 16.1 | 0.26 | 5 | -8 | -11 | 0.3 | 5 | 7 | 0 | 0 | 0 | 0 | 0 | 0 | 7 | 0 | 0 | 0
26.5 | 22.99 | 16.1 | 0.26 | 5 | -8 | -11 | 0.3 | 5 | 7 | 0 | 0 | 0 | 0 | 0 | 0 | 7 | 0 | 0 | 0
26.5 | 22.99 | 16.1 | 0.26 | 5 | -8 | -11 | 0.3 | 5 | 7 | 0 | 0 | 0 | 0 | 0 | 0 | 7 | 0 | 0 | 0
26.5 | 22.99 | 16.1 | 0.26 | 5 | -8 | -11 | 0.3 | 5 | 7 | 0 | 0 | 0 | 0 | 0 | 0 | 7 | 0 | 0 | 0
26.5 | 22.99 | 16.1 | 0.26 | 5 | -8 | -11 | 0.3 | 5 | 7 | 0 | 0 | 0 | 0 | 0 | 0 | 7 | 0 | 0 | 0
26.5 | 22.99 | 16.1 | 0.26 | 5 | -8 | -11 | 0.3 | 5 | 7 | 0 | 0 | 0 | 0 | 0 | 0 | 7 | 0 | 0 | 0
26.5 | 22.99 | 16.1 | 0.26 | 5 | -8 | -11 | 0.3 | 5 | 7 | 0 | 0 | 0 | 0 | 0 | 0 | 7 | 0 | 0 | 0
26.5 | 22.99 | 16.1 | 0.26 | 5 | -8 | -11 | 0.3 | 5 | 7 | 0 | 0 | 0 | 0 | 0 | 0 | 7 | 0 | 0 | 0
26.5 | 22.99 | 16.1 | 0.26 | 5 | -8 | -11 | 0.3 | 5 | 7 | 0 | 0 | 0 | 0 | 0 | 0 | 7 | 0 | 0 | 0
26.5 | 22.99 | 16.1 | 0.26 | 5 | -8 | -11 | 0.3 | 5 | 7 | 0 | 0 | 0 | 0 | 0 | 0 | 7 | 0 | 0 | 0
26.5 | 22.99 | 16.1 | 0.26 | 5 | -8 | -11 | 0.3 | 5 | 7 | 0 | 0 | 0 | 0 | 0 | 0 | 7 | 0 | 0 | 0
26.5 | 22.99 | 16.1 | 0.26 | 5 | -8 | -11 | 0.3 | 5 | 7 | 0 | 0 | 0 | 0 | 0 | 0 | 7 | 0 | 0 | 0
26.5 | 22.99 | 16.1 | 0.26 | 5 | -8 | -11 | 0.3 | 5 | 7 | 0 | 0 | 0 | 0 | 0 | 0 | 7 | 0 | 0 | 0
26.5 | 22.99 | 16.1 | 0.26 | 5 | -8 | -11 | 0.3 | 5 | 7 | 0 | 0 | 0 | 0 | 0 | 0 | 7 | 0 | 0 | 0
26.5 | 22.99 | 16.1 | 0.26 | 5 | -8 | -11 | 0.3 | 5 | 7 | 0 | 0 | 0 | 0 | 0 | 0 | 7 | 0 | 0 | 0
26.5 | 22.99 | 16.1 | 0.26 | 5 | -8 | -11 | 0.3 | 5 | 7 | 0 | 0 | 0 | 0 | 0 | 0 | 7 | 0 | 0 | 0
26.5 | 22.99 | 16.1 | 0.26 | 5 | -8 | -11 | 0.3 | 5 | 7 | 0 | 0 | 0 | 0 | 0 | 0 | 7 | 0 | 0 | 0
26.5 | 22.99 | 16.1 | 0.26 | 5 | -8 | -11 | 0.3 | 5 | 7 | 0 | 0 | 0 | 0 | 0 | 0 | 7 | 0 | 0 | 0
26.5 | 22.99 | 16.1 | 0.26 | 5 | -8 | -11 | 0.3 | 5 | 7 | 0 | 0 | 0 | 0 | 0 | 0 | 7 | 0 | 0 | 0
26.5 | 22.99 | 16.1 | 0.26 | 5 | -8 | -11 | 0.3 | 5 | 7 | 0 | 0 | 0 | 0 | 0 | 0 | 7 | 0 | 0 | 0
26.5 | 22.99 | 16.1 | 0.26 | 5 | -8 | -11 | 0.3 | 5 | 7 | 0 | 0 | 0 | 0 | 0 | 0 | 7 | 0 | 0 | 0
26.5 | 22.99 | 16.1 | 0.26 | 5 | -8 | -11 | 0.3 | 5 | 7 | 0 | 0 | 0 | 0 | 0 | 0 | 7 | 0 | 0 | 0
26.5 | 22.99 | 16.1 | 0.26 | 5 | -8 | -11 | 0.3 | 5 | 7 | 0 | 0 | 0 | 0 | 0 | 0 | 7 | 0 | 0 | 0
26.5 | 22.99 | 16.1 | 0.26 | 5 | -8 | -11 | 0.3 | 5 | 7 | 0 | 0 | 0 | 0 | 0 | 0 | 7 | 0 | 0 | 0
26.5 | 22.99 | 16.1 | 0.26 | 5 | -8 | -11 | 0.3 | 5 | 7 | 0 | 0 | 0 | 0 | 0 | 0 | 7 | 0 | 0 | 0
26.5 | 22.99 | 16.1 | 0.26 | 5 | -8 | -11 | 0.3 | 5 | 7 | 0 | 0 | 0 | 0 | 0 | 0 | 7 | 0 | 0 | 0
26.5 | 22.99 | 16.1 | 0.26 | 5 | -8 | -11 | 0.3 | 5 | 7 | 0 | 0 | 0 | 0 | 0 | 0 | 7 | 0 | 0 | 0
26.5 | 22.99 | 16.1 | 0.26 | 5 | -8 | -11 | 0.3 | 5 | 7 | 0 | 0 | 0 | 0 | 0 | 0 | 7 | 0 | 0 | 0
26.5 | 22.99 | 16.1 | 0.26 | 5 | -8 | -11 | 0.3 | 5 | 7 | 0 | 0 | 0 | 0 | 0 | 0 | 7 | 0 | 0 | 0
26.5 | 22.99 | 16.1 | 0.26 | 5 | -8 | -11 | 0.3 | 5 | 7 | 0 | 0 | 0 | 0 | 0 | 0 | 7 | 0 | 0 | 0
26.5 | 22.99 | 16.1 | 0.26 | 5 | -8 | -11 | 0.3 | 5 | 7 | 0 | 0 | 0 | 0 | 0 | 0 | 7 | 0 | 0 | 0
26.5 | 22.99 | 16.1 | 0.26 | 5 | -8 | -11 | 0.3 | 5 | 7 | 0 | 0 | 0 | 0 | 0 | 0 | 7 | 0 | 0 | 0
26.5 | 22.99 | 16.1 | 0.26 | 5 | -8 | -11 | 0.3 | 5 | 7 | 0 | 0 | 0 | 0 | 0 | 0 | 7 | 0 | 0 | 0
26.5 | 22.99 | 16.1 | 0.26 | 5 | -8 | -11 | 0.3 | 5 | 7 | 0 | 0 | 0 | 0 | 0 | 0 | 7 | 0 | 0 | 0
26.5 | 22.99 | 16.1 | 0.26 | 5 | -8 | -11 | 0.3 | 5 | 7 | 0 | 0 | 0 | 0 | 0 | 0 | 7 | 0 | 0 | 0
26.5 | 22.99 | 16.1 | 0.26 | 5 | -8 | -11 | 0.3 | 5 | 7 | 0 | 0 | 0 | 0 | 0 | 0 | 7 | 0 | 0 | 0
26.5 | 22.99 | 16.1 | 0.26 | 5 | -8 | -11 | 0.3 | 5 | 7 | 0 | 0 | 0 | 0 | 0 | 0 | 7 | 0 | 0 | 0
26.5 | 22.99 | 16.1 | 0.26 | 5 | -8 | -11 | 0.3 | 5 | 7 | 0 | 0 | 0 | 0 | 0 | 0 | 7 | 0 | 0 | 0
26.5 | 22.99 | 16.1 | 0.26 | 5 | -8 | -11 | 0.3 | 5 | 7 | 0 | 0 | 0 | 0 | 0 | 0 | 7 | 0 | 0 | 0
26.5 | 22.99 | 16.1 | 0.26 | 5 | -8 | -11 | 0.3 | 5 | 7 | 0 | 0 | 0 | 0 | 0 | 0 | 7 | 0 | 0 | 0
26.5 | 22.99 | 16.1 | 0.26 | 5 | -8 | -11 | 0.3 | 5 | 7 | 0 | 0 | 0 | 0 | 0 | 0 | 7 | 0 | 0 | 0
26.5 | 22.99 | 16.1 | 0.26 | 5 | -8 | -11 | 0.3 | 5 | 7 | 0 | 0 | 0 | 0 | 0 | 0 | 7 | 0 | 0 | 0

## DUT
DUT Data |  | i
[7 empty] | Freq | [5 empty] | Input | Output |  | Input | Output | [12 empty] | Gamma Confidence
|  |  |  | Input | Output |  | Multiplier | GHZ | min diff | Meas Freq | Gain | Noise Figure | Gamma | Gamma | RevRatio | 0.1 | 0.1 | Input | Output |  |  | Input | Output |  | Input | Output | DUT Values used in analysis: |  |  | 0.40854
Output |  | Gain | Noise Figure | REFLECTION | REFLECTION | Rev. Noise |  |  | 0 | 4 | 17.1 | 5 | 0.4 | 0.28 | 0.35 | 0.528 | 0.528 | Frequency (GHz) | Frequency (GHz): | Gain | Noise Figure | Gamma | Gamma | RevRatio | Frequency | Frequency |  |  | Input | Output
Frequency | Units | (dB) | (dB) | COEF. (Mag) | COEF. (Mag) | Factor |  | GHz | diff | 1 | [5 empty] | 26.5 | 26.5 |  |  | 17.1 | 5 | 0.4 | 0.28 | 0.35 | (GHz) | (GHz) | Gain | Noise Figure | Gamma | Gamma | Rev Ratio
10 | MHz | 15 | 2 | 0 | 0.125 | 0 | 0.001 | 0.01 | 3.99 | 0 | 0 | 0 | 0 | 0 | 0 |  | 1 | 0.1 | 0.1 | 16.1 | 6 | 0.18 | 0.125 | 0.35 | 0.1 | 0.1 | 20 | 4 | 0.2 | 0.31623 | 0
100 | MHz | 16.1 | 6 | 0.18 | 0.125 | 0.35 | 0.001 | 0.1 | 3.9 | 0 | 0 | 0 | 0 | 0 | 0 |  | 2 | 0.628 | 0.628 | 16.1 | 6 | 0.18 | 0.125 | 0.35 | 0.628 | 0.628 | 20 | 4 | 0.2 | 0.31623 | 0
2000 | MHz | 16.5 | 6 | 0.18 | 0.125 | 0.35 | 0.001 | 2 | 2 | 0 | 0 | 0 | 0 | 0 | 0 |  | 3 | 1.156 | 1.156 | 16.5 | 6 | 0.18 | 0.125 | 0.35 | 1.156 | 1.156 | 20 | 4 | 0.2 | 0.31623 | 0
3000 | MHz | 16.8 | 6 | 0.18 | 0.125 | 0.35 | 0.001 | 3 | 1 | 0 | 0 | 0 | 0 | 0 | 0 |  | 4 | 1.684 | 1.684 | 16.5 | 6 | 0.18 | 0.125 | 0.35 | 1.684 | 1.684 | 20 | 4 | 0.2 | 0.31623 | 0
4000 | MHz | 17.1 | 5 | 0.4 | 0.28 | 0.35 | 0.001 | 4 | 0 | 1 | 17.1 | 5 | 0.4 | 0.28 | 0.35 |  | 5 | 2.212 | 2.212 | 16.5 | 6 | 0.18 | 0.125 | 0.35 | 2.212 | 2.212 | 20 | 4 | 0.2 | 0.31623 | 0
6000 | MHz | 17.6 | 5 | 0.4 | 0.28 | 0.3 | 0.001 | 6 | 2 | 0 | 0 | 0 | 0 | 0 | 0 |  | 6 | 2.74 | 2.74 | 16.8 | 6 | 0.18 | 0.125 | 0.35 | 2.74 | 2.74 | 20 | 4 | 0.2 | 0.31623 | 0
18000 | MHz | 20.8 | 4 | 0.4 | 0.28 | 0.3 | 0.001 | 18 | 14 | 0 | 0 | 0 | 0 | 0 | 0 |  | 7 | 3.268 | 3.268 | 16.8 | 6 | 0.18 | 0.125 | 0.35 | 3.268 | 3.268 | 20 | 4 | 0.2 | 0.31623 | 0
26510 | MHz | 23 | 5 | 0.4 | 0.28 | 0.3 | 0.001 | 26.51 | 22.51 | 0 | 0 | 0 | 0 | 0 | 0 |  | 8 | 3.796 | 3.796 | 17.1 | 5 | 0.4 | 0.28 | 0.35 | 3.796 | 3.796 | 20 | 4 | 0.2 | 0.31623 | 0
40000 | MHz | 0 | 6.07 | 0.08 | 0.2 | 0.06 | 0.001 | 40 | 36 | 0 | 0 | 0 | 0 | 0 | 0 |  | 9 | 4.324 | 4.324 | 17.1 | 5 | 0.4 | 0.28 | 0.35 | 4.324 | 4.324 | 20 | 4 | 0.2 | 0.31623 | 0
44000 | MHz | 0 | 6.78 | 0.18 | 0.35 | 0.07 | 0.001 | 44 | 40 | 0 | 0 | 0 | 0 | 0 | 0 |  | 10 | 4.852 | 4.852 | 17.1 | 5 | 0.4 | 0.28 | 0.35 | 4.852 | 4.852 | 20 | 4 | 0.2 | 0.31623 | 0
50000 | MHz | 0 | 7.87 | 0.29 | 0.15 | 0.07 | 0.001 | 50 | 46 | 0 | 0 | 0 | 0 | 0 | 0 |  | 11 | 5.38 | 5.38 | 17.6 | 5 | 0.4 | 0.28 | 0.3 | 5.38 | 5.38 | 20 | 4 | 0.2 | 0.31623 | 0
0 |  | 0 | 0 | 0 | 0 | 0 | 1e-09 | 1000 | 996 | 0 | 0 | 0 | 0 | 0 | 0 |  | 12 | 5.908 | 5.908 | 17.6 | 5 | 0.4 | 0.28 | 0.3 | 5.908 | 5.908 | 20 | 4 | 0.2 | 0.31623 | 0
0 |  | 0 | 0 | 0 | 0 | 0 | 1e-09 | 1000 | 996 | 0 | 0 | 0 | 0 | 0 | 0 |  | 13 | 6.436 | 6.436 | 17.6 | 5 | 0.4 | 0.28 | 0.3 | 6.436 | 6.436 | 20 | 4 | 0.2 | 0.31623 | 0
0 |  | 0 | 0 | 0 | 0 | 0 | 1e-09 | 1000 | 996 | 0 | 0 | 0 | 0 | 0 | 0 |  | 14 | 6.964 | 6.964 | 17.6 | 5 | 0.4 | 0.28 | 0.3 | 6.964 | 6.964 | 20 | 4 | 0.2 | 0.31623 | 0
0 |  | 0 | 0 | 0 | 0 | 0 | 1e-09 | 1000 | 996 | 0 | 0 | 0 | 0 | 0 | 0 |  | 15 | 7.492 | 7.492 | 17.6 | 5 | 0.4 | 0.28 | 0.3 | 7.492 | 7.492 | 20 | 4 | 0.2 | 0.31623 | 0
0 |  | 0 | 0 | 0 | 0 | 0 | 1e-09 | 1000 | 996 | 0 | 0 | 0 | 0 | 0 | 0 |  | 16 | 8.02 | 8.02 | 17.6 | 5 | 0.4 | 0.28 | 0.3 | 8.02 | 8.02 | 20 | 4 | 0.2 | 0.31623 | 0
0 |  | 0 | 0 | 0 | 0 | 0 | 1e-09 | 1000 | 996 | 0 | 0 | 0 | 0 | 0 | 0 |  | 17 | 8.548 | 8.548 | 17.6 | 5 | 0.4 | 0.28 | 0.3 | 8.548 | 8.548 | 20 | 4 | 0.2 | 0.31623 | 0
0 |  | 0 | 0 | 0 | 0 | 0 | 1e-09 | 1000 | 996 | 0 | 0 | 0 | 0 | 0 | 0 |  | 18 | 9.076 | 9.076 | 17.6 | 5 | 0.4 | 0.28 | 0.3 | 9.076 | 9.076 | 20 | 4 | 0.2 | 0.31623 | 0
0 |  | 0 | 0 | 0 | 0 | 0 | 1e-09 | 1000 | 996 | 0 | 0 | 0 | 0 | 0 | 0 |  | 19 | 9.604 | 9.604 | 17.6 | 5 | 0.4 | 0.28 | 0.3 | 9.604 | 9.604 | 20 | 4 | 0.2 | 0.31623 | 0
0 |  | 0 | 0 | 0 | 0 | 0 | 1e-09 | 1000 | 996 | 0 | 0 | 0 | 0 | 0 | 0 |  | 20 | 10.132 | 10.132 | 17.6 | 5 | 0.4 | 0.28 | 0.3 | 10.132 | 10.132 | 20 | 4 | 0.2 | 0.31623 | 0
0 |  | 0 | 0 | 0 | 0 | 0 | 1e-09 | 1000 | 996 | 0 | 0 | 0 | 0 | 0 | 0 |  | 21 | 10.66 | 10.66 | 17.6 | 5 | 0.4 | 0.28 | 0.3 | 10.66 | 10.66 | 20 | 4 | 0.2 | 0.31623 | 0
0 |  | 0 | 0 | 0 | 0 | 0 | 1e-09 | 1000 | 996 | 0 | 0 | 0 | 0 | 0 | 0 |  | 22 | 11.188 | 11.188 | 17.6 | 5 | 0.4 | 0.28 | 0.3 | 11.188 | 11.188 | 20 | 4 | 0.2 | 0.31623 | 0
0 |  | 0 | 0 | 0 | 0 | 0 | 1e-09 | 1000 | 996 | 0 | 0 | 0 | 0 | 0 | 0 |  | 23 | 11.716 | 11.716 | 17.6 | 5 | 0.4 | 0.28 | 0.3 | 11.716 | 11.716 | 20 | 4 | 0.2 | 0.31623 | 0
0 |  | 0 | 0 | 0 | 0 | 0 | 1e-09 | 1000 | 996 | 0 | 0 | 0 | 0 | 0 | 0 |  | 24 | 12.244 | 12.244 | 20.8 | 4 | 0.4 | 0.28 | 0.3 | 12.244 | 12.244 | 20 | 4 | 0.2 | 0.31623 | 0
0 |  | 0 | 0 | 0 | 0 | 0 | 1e-09 | 1000 | 996 | 0 | 0 | 0 | 0 | 0 | 0 |  | 25 | 12.772 | 12.772 | 20.8 | 4 | 0.4 | 0.28 | 0.3 | 12.772 | 12.772 | 20 | 4 | 0.2 | 0.31623 | 0
0 |  | 0 | 0 | 0 | 0 | 0 | 1e-09 | 1000 | 996 | 0 | 0 | 0 | 0 | 0 | 0 |  | 26 | 13.3 | 13.3 | 20.8 | 4 | 0.4 | 0.28 | 0.3 | 13.3 | 13.3 | 20 | 4 | 0.2 | 0.31623 | 0
0 |  | 0 | 0 | 0 | 0 | 0 | 1e-09 | 1000 | 996 | 0 | 0 | 0 | 0 | 0 | 0 |  | 27 | 13.828 | 13.828 | 20.8 | 4 | 0.4 | 0.28 | 0.3 | 13.828 | 13.828 | 20 | 4 | 0.2 | 0.31623 | 0
0 |  | 0 | 0 | 0 | 0 | 0 | 1e-09 | 1000 | 996 | 0 | 0 | 0 | 0 | 0 | 0 |  | 28 | 14.356 | 14.356 | 20.8 | 4 | 0.4 | 0.28 | 0.3 | 14.356 | 14.356 | 20 | 4 | 0.2 | 0.31623 | 0
0 |  | 0 | 0 | 0 | 0 | 0 | 1e-09 | 1000 | 996 | 0 | 0 | 0 | 0 | 0 | 0 |  | 29 | 14.884 | 14.884 | 20.8 | 4 | 0.4 | 0.28 | 0.3 | 14.884 | 14.884 | 20 | 4 | 0.2 | 0.31623 | 0
0 |  | 0 | 0 | 0 | 0 | 0 | 1e-09 | 1000 | 996 | 0 | 0 | 0 | 0 | 0 | 0 |  | 30 | 15.412 | 15.412 | 20.8 | 4 | 0.4 | 0.28 | 0.3 | 15.412 | 15.412 | 20 | 4 | 0.2 | 0.31623 | 0
0 |  | 0 | 0 | 0 | 0 | 0 | 1e-09 | 1000 | 996 | 0 | 0 | 0 | 0 | 0 | 0 |  | 31 | 15.94 | 15.94 | 20.8 | 4 | 0.4 | 0.28 | 0.3 | 15.94 | 15.94 | 20 | 4 | 0.2 | 0.31623 | 0
0 |  | 0 | 0 | 0 | 0 | 0 | 1e-09 | 1000 | 996 | 0 | 0 | 0 | 0 | 0 | 0 |  | 32 | 16.468 | 16.468 | 20.8 | 4 | 0.4 | 0.28 | 0.3 | 16.468 | 16.468 | 20 | 4 | 0.2 | 0.31623 | 0
0 |  | 0 | 0 | 0 | 0 | 0 | 1e-09 | 1000 | 996 | 0 | 0 | 0 | 0 | 0 | 0 |  | 33 | 16.996 | 16.996 | 20.8 | 4 | 0.4 | 0.28 | 0.3 | 16.996 | 16.996 | 20 | 4 | 0.2 | 0.31623 | 0
0 |  | 0 | 0 | 0 | 0 | 0 | 1e-09 | 1000 | 996 | 0 | 0 | 0 | 0 | 0 | 0 |  | 34 | 17.524 | 17.524 | 20.8 | 4 | 0.4 | 0.28 | 0.3 | 17.524 | 17.524 | 20 | 4 | 0.2 | 0.31623 | 0
0 |  | 0 | 0 | 0 | 0 | 0 | 1e-09 | 1000 | 996 | 0 | 0 | 0 | 0 | 0 | 0 |  | 35 | 18.052 | 18.052 | 20.8 | 4 | 0.4 | 0.28 | 0.3 | 18.052 | 18.052 | 20 | 4 | 0.2 | 0.31623 | 0
0 |  | 0 | 0 | 0 | 0 | 0 | 1e-09 | 1000 | 996 | 0 | 0 | 0 | 0 | 0 | 0 |  | 36 | 18.58 | 18.58 | 20.8 | 4 | 0.4 | 0.28 | 0.3 | 18.58 | 18.58 | 20 | 4 | 0.2 | 0.31623 | 0
0 |  | 0 | 0 | 0 | 0 | 0 | 1e-09 | 1000 | 996 | 0 | 0 | 0 | 0 | 0 | 0 |  | 37 | 19.108 | 19.108 | 20.8 | 4 | 0.4 | 0.28 | 0.3 | 19.108 | 19.108 | 20 | 4 | 0.2 | 0.31623 | 0
0 |  | 0 | 0 | 0 | 0 | 0 | 1e-09 | 1000 | 996 | 0 | 0 | 0 | 0 | 0 | 0 |  | 38 | 19.636 | 19.636 | 20.8 | 4 | 0.4 | 0.28 | 0.3 | 19.636 | 19.636 | 20 | 4 | 0.2 | 0.31623 | 0
0 |  | 0 | 0 | 0 | 0 | 0 | 1e-09 | 1000 | 996 | 0 | 0 | 0 | 0 | 0 | 0 |  | 39 | 20.164 | 20.164 | 20.8 | 4 | 0.4 | 0.28 | 0.3 | 20.164 | 20.164 | 20 | 4 | 0.2 | 0.31623 | 0
0 |  | 0 | 0 | 0 | 0 | 0 | 1e-09 | 1000 | 996 | 0 | 0 | 0 | 0 | 0 | 0 |  | 40 | 20.692 | 20.692 | 20.8 | 4 | 0.4 | 0.28 | 0.3 | 20.692 | 20.692 | 20 | 4 | 0.2 | 0.31623 | 0
0 |  | 0 | 0 | 0 | 0 | 0 | 1e-09 | 1000 | 996 | 0 | 0 | 0 | 0 | 0 | 0 |  | 41 | 21.22 | 21.22 | 20.8 | 4 | 0.4 | 0.28 | 0.3 | 21.22 | 21.22 | 20 | 4 | 0.2 | 0.31623 | 0
0 |  | 0 | 0 | 0 | 0 | 0 | 1e-09 | 1000 | 996 | 0 | 0 | 0 | 0 | 0 | 0 |  | 42 | 21.748 | 21.748 | 20.8 | 4 | 0.4 | 0.28 | 0.3 | 21.748 | 21.748 | 20 | 4 | 0.2 | 0.31623 | 0
0 |  | 0 | 0 | 0 | 0 | 0 | 1e-09 | 1000 | 996 | 0 | 0 | 0 | 0 | 0 | 0 |  | 43 | 22.276 | 22.276 | 23 | 5 | 0.4 | 0.28 | 0.3 | 22.276 | 22.276 | 20 | 4 | 0.2 | 0.31623 | 0
0 |  | 0 | 0 | 0 | 0 | 0 | 1e-09 | 1000 | 996 | 0 | 0 | 0 | 0 | 0 | 0 |  | 44 | 22.804 | 22.804 | 23 | 5 | 0.4 | 0.28 | 0.3 | 22.804 | 22.804 | 20 | 4 | 0.2 | 0.31623 | 0
0 |  | 0 | 0 | 0 | 0 | 0 | 1e-09 | 1000 | 996 | 0 | 0 | 0 | 0 | 0 | 0 |  | 45 | 23.332 | 23.332 | 23 | 5 | 0.4 | 0.28 | 0.3 | 23.332 | 23.332 | 20 | 4 | 0.2 | 0.31623 | 0
0 |  | 0 | 0 | 0 | 0 | 0 | 1e-09 | 1000 | 996 | 0 | 0 | 0 | 0 | 0 | 0 |  | 46 | 23.86 | 23.86 | 23 | 5 | 0.4 | 0.28 | 0.3 | 23.86 | 23.86 | 20 | 4 | 0.2 | 0.31623 | 0
0 |  | 0 | 0 | 0 | 0 | 0 | 1e-09 | 1000 | 996 | 0 | 0 | 0 | 0 | 0 | 0 |  | 47 | 24.388 | 24.388 | 23 | 5 | 0.4 | 0.28 | 0.3 | 24.388 | 24.388 | 20 | 4 | 0.2 | 0.31623 | 0
0 |  | 0 | 0 | 0 | 0 | 0 | 1e-09 | 1000 | 996 | 0 | 0 | 0 | 0 | 0 | 0 |  | 48 | 24.916 | 24.916 | 23 | 5 | 0.4 | 0.28 | 0.3 | 24.916 | 24.916 | 20 | 4 | 0.2 | 0.31623 | 0
0 |  | 0 | 0 | 0 | 0 | 0 | 1e-09 | 1000 | 996 | 0 | 0 | 0 | 0 | 0 | 0 |  | 49 | 25.444 | 25.444 | 23 | 5 | 0.4 | 0.28 | 0.3 | 25.444 | 25.444 | 20 | 4 | 0.2 | 0.31623 | 0
0 |  | 0 | 0 | 0 | 0 | 0 | 1e-09 | 1000 | 996 | 0 | 0 | 0 | 0 | 0 | 0 |  | 50 | 25.972 | 25.972 | 23 | 5 | 0.4 | 0.28 | 0.3 | 25.972 | 25.972 | 20 | 4 | 0.2 | 0.31623 | 0
0 |  | 0 | 0 | 0 | 0 | 0 | 1e-09 | 1000 | 996 | 0 | 0 | 0 | 0 | 0 | 0 |  | 51 | 26.5 | 26.5 | 23 | 5 | 0.4 | 0.28 | 0.3 | 26.5 | 26.5 | 20 | 4 | 0.2 | 0.31623 | 0
0 |  | 0 | 0 | 0 | 0 | 0 | 1e-09 | 1000 | 996 | 0 | 0 | 0 | 0 | 0 | 0 |  | 52 | 26.5001 | 26.5001 | 23 | 5 | 0.4 | 0.28 | 0.3 | 26.5001 | 26.5001 | 20 | 4 | 0.2 | 0.31623 | 0
0 |  | 0 | 0 | 0 | 0 | 0 | 1e-09 | 1000 | 996 | 0 | 0 | 0 | 0 | 0 | 0 |  | 53 | 26.5001 | 26.5001 | 23 | 5 | 0.4 | 0.28 | 0.3 | 26.5001 | 26.5001 | 20 | 4 | 0.2 | 0.31623 | 0
0 |  | 0 | 0 | 0 | 0 | 0 | 1e-09 | 1000 | 996 | 0 | 0 | 0 | 0 | 0 | 0 |  | 54 | 26.5001 | 26.5001 | 23 | 5 | 0.4 | 0.28 | 0.3 | 26.5001 | 26.5001 | 20 | 4 | 0.2 | 0.31623 | 0
0 |  | 0 | 0 | 0 | 0 | 0 | 1e-09 | 1000 | 996 | 0 |  |  |  |  | 0 |  | 55 | 26.5001 | 26.5001 | 23 | 5 | 0.4 | 0.28 | 0.3 | 26.5001 | 26.5001 | 20 | 4 | 0.2 | 0.31623 | 0
0 |  | 0 | 0 | 0 | 0 | 0 | 1e-09 | 1000 | 996 | 0 |  |  |  |  | 0 |  | 56 | 26.5001 | 26.5001 | 23 | 5 | 0.4 | 0.28 | 0.3 | 26.5001 | 26.5001 | 20 | 4 | 0.2 | 0.31623 | 0
0 |  | 0 | 0 | 0 | 0 | 0 | 1e-09 | 1000 | 996 | 0 |  |  |  |  | 0 |  | 57 | 26.5001 | 26.5001 | 23 | 5 | 0.4 | 0.28 | 0.3 | 26.5001 | 26.5001 | 20 | 4 | 0.2 | 0.31623 | 0
0 |  | 0 | 0 | 0 | 0 | 0 | 1e-09 | 1000 | 996 | 0 |  |  |  |  | 0 |  | 58 | 26.5001 | 26.5001 | 23 | 5 | 0.4 | 0.28 | 0.3 | 26.5001 | 26.5001 | 20 | 4 | 0.2 | 0.31623 | 0
0 |  | 0 | 0 | 0 | 0 | 0 | 1e-09 | 1000 | 996 | 0 |  |  |  |  | 0 |  | 59 | 26.5001 | 26.5001 | 23 | 5 | 0.4 | 0.28 | 0.3 | 26.5001 | 26.5001 | 20 | 4 | 0.2 | 0.31623 | 0
0 |  | 0 | 0 | 0 | 0 | 0 | 1e-09 | 1000 | 996 | 0 |  |  |  |  | 0 |  | 60 | 26.5001 | 26.5001 | 23 | 5 | 0.4 | 0.28 | 0.3 | 26.5001 | 26.5001 | 20 | 4 | 0.2 | 0.31623 | 0
0 |  | 0 | 0 | 0 | 0 | 0 | 1e-09 | 1000 | 996 | 0 |  |  |  |  | 0 |  | 61 | 26.5001 | 26.5001 | 23 | 5 | 0.4 | 0.28 | 0.3 | 26.5001 | 26.5001 | 20 | 4 | 0.2 | 0.31623 | 0
0 |  | 0 | 0 | 0 | 0 | 0 | 1e-09 | 1000 | 996 | 0 |  |  |  |  | 0 |  | 62 | 26.5001 | 26.5001 | 23 | 5 | 0.4 | 0.28 | 0.3 | 26.5001 | 26.5001 | 20 | 4 | 0.2 | 0.31623 | 0
0 |  | 0 | 0 | 0 | 0 | 0 | 1e-09 | 1000 | 996 | 0 |  |  |  |  | 0 |  | 63 | 26.5001 | 26.5001 | 23 | 5 | 0.4 | 0.28 | 0.3 | 26.5001 | 26.5001 | 20 | 4 | 0.2 | 0.31623 | 0
0 |  | 0 | 0 | 0 | 0 | 0 | 1e-09 | 1000 | 996 | 0 |  |  |  |  | 0 |  | 64 | 26.5001 | 26.5001 | 23 | 5 | 0.4 | 0.28 | 0.3 | 26.5001 | 26.5001 | 20 | 4 | 0.2 | 0.31623 | 0
0 |  | 0 | 0 | 0 | 0 | 0 | 1e-09 | 1000 | 996 | 0 |  |  |  |  | 0 |  | 65 | 26.5001 | 26.5001 | 23 | 5 | 0.4 | 0.28 | 0.3 | 26.5001 | 26.5001 | 20 | 4 | 0.2 | 0.31623 | 0
0 |  | 0 | 0 | 0 | 0 | 0 | 1e-09 | 1000 | 996 | 0 |  |  |  |  | 0 |  | 66 | 26.5001 | 26.5001 | 23 | 5 | 0.4 | 0.28 | 0.3 | 26.5001 | 26.5001 | 20 | 4 | 0.2 | 0.31623 | 0
0 |  | 0 | 0 | 0 | 0 | 0 | 1e-09 | 1000 | 996 | 0 |  |  |  |  | 0 |  | 67 | 26.5001 | 26.5001 | 23 | 5 | 0.4 | 0.28 | 0.3 | 26.5001 | 26.5001 | 20 | 4 | 0.2 | 0.31623 | 0
0 |  | 0 | 0 | 0 | 0 | 0 | 1e-09 | 1000 | 996 | 0 |  |  |  |  | 0 |  | 68 | 26.5001 | 26.5001 | 23 | 5 | 0.4 | 0.28 | 0.3 | 26.5001 | 26.5001 | 20 | 4 | 0.2 | 0.31623 | 0
0 |  | 0 | 0 | 0 | 0 | 0 | 1e-09 | 1000 | 996 | 0 |  |  |  |  | 0 |  | 69 | 26.5001 | 26.5001 | 23 | 5 | 0.4 | 0.28 | 0.3 | 26.5001 | 26.5001 | 20 | 4 | 0.2 | 0.31623 | 0
0 |  | 0 | 0 | 0 | 0 | 0 | 1e-09 | 1000 | 996 | 0 |  |  |  |  | 0 |  | 70 | 26.5001 | 26.5001 | 23 | 5 | 0.4 | 0.28 | 0.3 | 26.5001 | 26.5001 | 20 | 4 | 0.2 | 0.31623 | 0
0 |  | 0 | 0 | 0 | 0 | 0 | 1e-09 | 1000 | 996 | 0 |  |  |  |  | 0 |  | 71 | 26.5001 | 26.5001 | 23 | 5 | 0.4 | 0.28 | 0.3 | 26.5001 | 26.5001 | 20 | 4 | 0.2 | 0.31623 | 0
0 |  | 0 | 0 | 0 | 0 | 0 | 1e-09 | 1000 | 996 | 0 |  |  |  |  | 0 |  | 72 | 26.5001 | 26.5001 | 23 | 5 | 0.4 | 0.28 | 0.3 | 26.5001 | 26.5001 | 20 | 4 | 0.2 | 0.31623 | 0
0 |  | 0 | 0 | 0 | 0 | 0 | 1e-09 | 1000 | 996 | 0 |  |  |  |  | 0 |  | 73 | 26.5001 | 26.5001 | 23 | 5 | 0.4 | 0.28 | 0.3 | 26.5001 | 26.5001 | 20 | 4 | 0.2 | 0.31623 | 0
0 |  | 0 | 0 | 0 | 0 | 0 | 1e-09 | 1000 | 996 | 0 |  |  |  |  | 0 |  | 74 | 26.5001 | 26.5001 | 23 | 5 | 0.4 | 0.28 | 0.3 | 26.5001 | 26.5001 | 20 | 4 | 0.2 | 0.31623 | 0
0 |  | 0 | 0 | 0 | 0 | 0 | 1e-09 | 1000 | 996 | 0 |  |  |  |  | 0 |  | 75 | 26.5001 | 26.5001 | 23 | 5 | 0.4 | 0.28 | 0.3 | 26.5001 | 26.5001 | 20 | 4 | 0.2 | 0.31623 | 0
0 |  | 0 | 0 | 0 | 0 | 0 | 1e-09 | 1000 | 996 | 0 |  |  |  |  | 0 |  | 76 | 26.5001 | 26.5001 | 23 | 5 | 0.4 | 0.28 | 0.3 | 26.5001 | 26.5001 | 20 | 4 | 0.2 | 0.31623 | 0
0 |  | 0 | 0 | 0 | 0 | 0 | 1e-09 | 1000 | 996 | 0 |  |  |  |  | 0 |  | 77 | 26.5001 | 26.5001 | 23 | 5 | 0.4 | 0.28 | 0.3 | 26.5001 | 26.5001 | 20 | 4 | 0.2 | 0.31623 | 0
0 |  | 0 | 0 | 0 | 0 | 0 | 1e-09 | 1000 | 996 | 0 |  |  |  |  | 0 |  | 78 | 26.5001 | 26.5001 | 23 | 5 | 0.4 | 0.28 | 0.3 | 26.5001 | 26.5001 | 20 | 4 | 0.2 | 0.31623 | 0
0 |  | 0 | 0 | 0 | 0 | 0 | 1e-09 | 1000 | 996 | 0 |  |  |  |  | 0 |  | 79 | 26.5001 | 26.5001 | 23 | 5 | 0.4 | 0.28 | 0.3 | 26.5001 | 26.5001 | 20 | 4 | 0.2 | 0.31623 | 0
0 |  | 0 | 0 | 0 | 0 | 0 | 1e-09 | 1000 | 996 | 0 |  |  |  |  | 0 |  | 80 | 26.5001 | 26.5001 | 23 | 5 | 0.4 | 0.28 | 0.3 | 26.5001 | 26.5001 | 20 | 4 | 0.2 | 0.31623 | 0
0 |  | 0 | 0 | 0 | 0 | 0 | 1e-09 | 1000 | 996 | 0 |  |  |  |  | 0 |  | 81 | 26.5001 | 26.5001 | 23 | 5 | 0.4 | 0.28 | 0.3 | 26.5001 | 26.5001 | 20 | 4 | 0.2 | 0.31623 | 0
0 |  | 0 | 0 | 0 | 0 | 0 | 1e-09 | 1000 | 996 | 0 |  |  |  |  | 0 |  | 82 | 26.5001 | 26.5001 | 23 | 5 | 0.4 | 0.28 | 0.3 | 26.5001 | 26.5001 | 20 | 4 | 0.2 | 0.31623 | 0
0 |  | 0 | 0 | 0 | 0 | 0 | 1e-09 | 1000 | 996 | 0 |  |  |  |  | 0 |  | 83 | 26.5001 | 26.5001 | 23 | 5 | 0.4 | 0.28 | 0.3 | 26.5001 | 26.5001 | 20 | 4 | 0.2 | 0.31623 | 0
0 |  | 0 | 0 | 0 | 0 | 0 | 1e-09 | 1000 | 996 | 0 |  |  |  |  | 0 |  | 84 | 26.5001 | 26.5001 | 23 | 5 | 0.4 | 0.28 | 0.3 | 26.5001 | 26.5001 | 20 | 4 | 0.2 | 0.31623 | 0
0 |  | 0 | 0 | 0 | 0 | 0 | 1e-09 | 1000 | 996 | 0 |  |  |  |  | 0 |  | 85 | 26.5001 | 26.5001 | 23 | 5 | 0.4 | 0.28 | 0.3 | 26.5001 | 26.5001 | 20 | 4 | 0.2 | 0.31623 | 0
0 |  | 0 | 0 | 0 | 0 | 0 | 1e-09 | 1000 | 996 | 0 |  |  |  |  | 0 |  | 86 | 26.5001 | 26.5001 | 23 | 5 | 0.4 | 0.28 | 0.3 | 26.5001 | 26.5001 | 20 | 4 | 0.2 | 0.31623 | 0
0 |  | 0 | 0 | 0 | 0 | 0 | 1e-09 | 1000 | 996 | 0 |  |  |  |  | 0 |  | 87 | 26.5001 | 26.5001 | 23 | 5 | 0.4 | 0.28 | 0.3 | 26.5001 | 26.5001 | 20 | 4 | 0.2 | 0.31623 | 0
0 |  | 0 | 0 | 0 | 0 | 0 | 1e-09 | 1000 | 996 | 0 |  |  |  |  | 0 |  | 88 | 26.5001 | 26.5001 | 23 | 5 | 0.4 | 0.28 | 0.3 | 26.5001 | 26.5001 | 20 | 4 | 0.2 | 0.31623 | 0
0 |  | 0 | 0 | 0 | 0 | 0 | 1e-09 | 1000 | 996 | 0 |  |  |  |  | 0 |  | 89 | 26.5001 | 26.5001 | 23 | 5 | 0.4 | 0.28 | 0.3 | 26.5001 | 26.5001 | 20 | 4 | 0.2 | 0.31623 | 0
0 |  | 0 | 0 | 0 | 0 | 0 | 1e-09 | 1000 | 996 | 0 |  |  |  |  | 0 |  | 90 | 26.5001 | 26.5001 | 23 | 5 | 0.4 | 0.28 | 0.3 | 26.5001 | 26.5001 | 20 | 4 | 0.2 | 0.31623 | 0
0 |  | 0 | 0 | 0 | 0 | 0 | 1e-09 | 1000 | 996 | 0 |  |  |  |  | 0 |  | 91 | 26.5001 | 26.5001 | 23 | 5 | 0.4 | 0.28 | 0.3 | 26.5001 | 26.5001 | 20 | 4 | 0.2 | 0.31623 | 0
0 |  | 0 | 0 | 0 | 0 | 0 | 1e-09 | 1000 | 996 | 0 |  |  |  |  | 0 |  | 92 | 26.5001 | 26.5001 | 23 | 5 | 0.4 | 0.28 | 0.3 | 26.5001 | 26.5001 | 20 | 4 | 0.2 | 0.31623 | 0
0 |  | 0 | 0 | 0 | 0 | 0 | 1e-09 | 1000 | 996 | 0 |  |  |  |  | 0 |  | 93 | 26.5001 | 26.5001 | 23 | 5 | 0.4 | 0.28 | 0.3 | 26.5001 | 26.5001 | 20 | 4 | 0.2 | 0.31623 | 0
0 |  | 0 | 0 | 0 | 0 | 0 | 1e-09 | 1000 | 996 | 0 |  |  |  |  | 0 |  | 94 | 26.5001 | 26.5001 | 23 | 5 | 0.4 | 0.28 | 0.3 | 26.5001 | 26.5001 | 20 | 4 | 0.2 | 0.31623 | 0
0 |  | 0 | 0 | 0 | 0 | 0 | 1e-09 | 1000 | 996 | 0 |  |  |  |  | 0 |  | 95 | 26.5001 | 26.5001 | 23 | 5 | 0.4 | 0.28 | 0.3 | 26.5001 | 26.5001 | 20 | 4 | 0.2 | 0.31623 | 0
0 |  | 0 | 0 | 0 | 0 | 0 | 1e-09 | 1000 | 996 | 0 |  |  |  |  | 0 |  | 96 | 26.5001 | 26.5001 | 23 | 5 | 0.4 | 0.28 | 0.3 | 26.5001 | 26.5001 | 20 | 4 | 0.2 | 0.31623 | 0
0 |  | 0 | 0 | 0 | 0 | [11 empty] | 97 | 26.5001 | 26.5001 | 23 | 5 | 0.4 | 0.28 | 0.3 | 26.5001 | 26.5001 | 20 | 4 | 0.2 | 0.31623 | 0
0 |  | 0 | 0 | 0 | 0 | [11 empty] | 98 | 26.5001 | 26.5001 | 23 | 5 | 0.4 | 0.28 | 0.3 | 26.5001 | 26.5001 | 20 | 4 | 0.2 | 0.31623 | 0
0 |  | 0 | 0 | 0 | 0 | [11 empty] | 99 | 26.5001 | 26.5001 | 23 | 5 | 0.4 | 0.28 | 0.3 | 26.5001 | 26.5001 | 20 | 4 | 0.2 | 0.31623 | 0
0 |  | 0 | 0 | 0 | 0 | [11 empty] | 100 | 26.5001 | 26.5001 | 23 | 5 | 0.4 | 0.28 | 0.3 | 26.5001 | 26.5001 | 20 | 4 | 0.2 | 0.31623 | 0
0 |  | 0 | 0 | 0 | 0 | [11 empty] | 101 | 26.5001 | 26.5001 | 23 | 5 | 0.4 | 0.28 | 0.3 | 26.5001 | 26.5001 | 20 | 4 | 0.2 | 0.31623 | 0
[17 empty] | 102 | 26.5001 | 26.5001 | 23 | 5 | 0.4 | 0.28 | 0.3 |  | 26.5001 | 20 | 4 | 0.2 | 0.31623 | 0
Note on C1: Enter DUT data in the shaded cells. Frequency Unit (column B): This may be GHz, MHz, KHz, or Hz.

## Preamp
Preamp Data |  | i
[8 empty] | Freq | [5 empty] | Input | Output |  |  | Output | [11 empty] | Gamma Confidence |  |  | Warn P1dB | FALSE
|  |  |  | Input | Output |  |  | Multiplier | GHZ | min diff | Meas Freq | Gain | Noise Figure | Gamma | Gamma | Rev Ratio | P1dB Out | 0.1 |  |  |  | Input | Output |  |  | Output | Preamp Values used in analysis: |  |  | 0.40854
Preamp |  | Gain | Noise Figure | REFLECTION | REFLECTION | Rev Noise | P1dB Out |  |  | 3.49 | 30 | 28.45 | 5.36 | 0.14 | 0.06 | 0.15 | 10 | 0.528 | Frequency (GHz): | Gain | Noise Figure | Gamma | Gamma | Rev Ratio | P1dB Out | Frequency |  |  | Input | Output | Reverse Factor |  | Phot
Frequency | Units | (dB) | (dB) | COEF. (Mag) | COEF. (Mag) | Factor |  |  | GHz | diff | 1 | [6 empty] | 26.5 |  | 28.45 | 5.36 | 0.14 | 0.06 | 0.15 | 10 | (GHz) | Gain | Noise Figure | Gamma | Gamma |  | P1dB Out | (dBm) | Compressed
10 | MHz | 15 | 2 | 0 | 0.15 | 0 | 10 | 0.001 | 0.01 | 29.99 | 0 | 0 | 0 | 0 | 0 | 0 | 0 | 1 | 0.1 | 16 | 2.3 | 0 | 0.25 | 0 | 10 | 0.1 | 16.126 | 6 | 0.17783 | 0.12589 | 0 | 6 | -35.5142 | FALSE
100 | MHz | 16 | 2.3 | 0 | 0.25 | 0 | 10 | 0.001 | 0.1 | 29.9 | 0 | 0 | 0 | 0 | 0 | 0 | 0 | 2 | 0.628 | 16 | 2.3 | 0 | 0.25 | 0 | 10 | 0.628 | 16.2633 | 6 | 0.17783 | 0.12589 | 0 | 6 | -35.377 | FALSE
2000 | MHz | 23.47 | 8.3 | 0.12 | 0.1 | 0.25 | 10 | 0.001 | 2 | 28 | 0 | 0 | 0 | 0 | 0 | 0 | 0 | 3 | 1.156 | 23.47 | 8.3 | 0.12 | 0.1 | 0.25 | 10 | 1.156 | 16.4006 | 6 | 0.17783 | 0.12589 | 0 | 6 | -35.2398 | FALSE
3000 | MHz | 29.9 | 7.58 | 0.12 | 0.07 | 0.25 | 10 | 0.001 | 3 | 27 | 0 | 0 | 0 | 0 | 0 | 0 | 0 | 4 | 1.684 | 23.47 | 8.3 | 0.12 | 0.1 | 0.25 | 10 | 1.684 | 16.5378 | 6 | 0.17783 | 0.12589 | 0 | 6 | -35.1026 | FALSE
4000 | MHz | 31.28 | 6.69 | 0.125 | 0.07 | 0.22 | 10 | 0.001 | 4 | 26 | 0 | 0 | 0 | 0 | 0 | 0 | 0 | 5 | 2.212 | 23.47 | 8.3 | 0.12 | 0.1 | 0.25 | 10 | 2.212 | 16.6751 | 6 | 0.17783 | 0.12589 | 0 | 6 | -34.9633 | FALSE
6000 | MHz | 29.62 | 6.28 | 0.14 | 0.03 | 0.22 | 10 | 0.001 | 6 | 24 | 0 | 0 | 0 | 0 | 0 | 0 | 0 | 6 | 2.74 | 29.9 | 7.58 | 0.12 | 0.07 | 0.25 | 10 | 2.74 | 16.8124 | 6 | 0.17783 | 0.12589 | 0 | 6 | -34.8276 | FALSE
18100 | MHz | 26.48 | 6.05 | 0.23 | 0.1 | 0.2 | 10 | 0.001 | 18.1 | 11.9 | 0 | 0 | 0 | 0 | 0 | 0 | 0 | 7 | 3.268 | 29.9 | 7.58 | 0.12 | 0.07 | 0.25 | 10 | 3.268 | 16.9497 | 6 | 0.17783 | 0.12589 | 0 | 6 | -34.6904 | FALSE
26510 | MHz | 28.45 | 5.36 | 0.14 | 0.06 | 0.15 | 10 | 0.001 | 26.51 | 3.49 | 1 | 28.45 | 5.36 | 0.14 | 0.06 | 0.15 | 10 | 8 | 3.796 | 31.28 | 6.69 | 0.125 | 0.07 | 0.22 | 10 | 3.796 | 17.087 | 6 | 0.17783 | 0.12589 | 0 | 6 | -34.5532 | FALSE
40000 | MHz | 32.16 | 6.07 | 0.08 | 0.2 | 0.06 | 10 | 0.001 | 40 | 10 | 0 | 0 | 0 | 0 | 0 | 0 | 0 | 9 | 4.324 | 31.28 | 6.69 | 0.125 | 0.07 | 0.22 | 10 | 4.324 | 17.2242 | 5 | 0.39811 | 0.28184 | 0 | 8 | -34.4222 | FALSE
44000 | MHz | 32.3 | 6.78 | 0.16 | 0.35 | 0.07 | 10 | 0.001 | 44 | 14 | 0 | 0 | 0 | 0 | 0 | 0 | 0 | 10 | 4.852 | 31.28 | 6.69 | 0.125 | 0.07 | 0.22 | 10 | 4.852 | 17.3615 | 5 | 0.39811 | 0.28184 | 0 | 8 | -34.2837 | FALSE
50000 | MHz | 30.42 | 7.87 | 0.29 | 0.15 | 0.07 | 0 | 0.001 | 50 | 20 | 0 | 0 | 0 | 0 | 0 | 0 | 0 | 11 | 5.38 | 29.62 | 6.28 | 0.14 | 0.03 | 0.22 | 10 | 5.38 | 17.4988 | 5 | 0.39811 | 0.28184 | 0 | 8 | -34.1465 | FALSE
0 |  | 0 | 0 | 0 | 0 | 0 | 0 | 1e-09 | 1000 | 970 | 0 | 0 | 0 | 0 | 0 | 0 | 0 | 12 | 5.908 | 29.62 | 6.28 | 0.14 | 0.03 | 0.22 | 10 | 5.908 | 17.6361 | 5 | 0.39811 | 0.28184 | 0 | 8 | -34.0094 | FALSE
0 |  | 0 | 0 | 0 | 0 | 0 | 0 | 1e-09 | 1000 | 970 | 0 | 0 | 0 | 0 | 0 | 0 | 0 | 13 | 6.436 | 29.62 | 6.28 | 0.14 | 0.03 | 0.22 | 10 | 6.436 | 17.7734 | 4 | 0.39811 | 0.28184 | 0 | 6 | -33.8771 | FALSE
0 |  | 0 | 0 | 0 | 0 | 0 | 0 | 1e-09 | 1000 | 970 | 0 | 0 | 0 | 0 | 0 | 0 | 0 | 14 | 6.964 | 29.62 | 6.28 | 0.14 | 0.03 | 0.22 | 10 | 6.964 | 17.9106 | 4 | 0.39811 | 0.28184 | 0 | 6 | -33.74 | FALSE
0 |  | 0 | 0 | 0 | 0 | 0 | 0 | 1e-09 | 1000 | 970 | 0 | 0 | 0 | 0 | 0 | 0 | 0 | 15 | 7.492 | 29.62 | 6.28 | 0.14 | 0.03 | 0.22 | 10 | 7.492 | 18.0479 | 4 | 0.39811 | 0.28184 | 0 | 6 | -33.6028 | FALSE
0 |  | 0 | 0 | 0 | 0 | 0 | 0 | 1e-09 | 1000 | 970 | 0 | 0 | 0 | 0 | 0 | 0 | 0 | 16 | 8.02 | 29.62 | 6.28 | 0.14 | 0.03 | 0.22 | 10 | 8.02 | 18.1852 | 4 | 0.39811 | 0.28184 | 0 | 6 | -33.4662 | FALSE
0 |  | 0 | 0 | 0 | 0 | 0 | 0 | 1e-09 | 1000 | 970 | 0 | 0 | 0 | 0 | 0 | 0 | 0 | 17 | 8.548 | 29.62 | 6.28 | 0.14 | 0.03 | 0.22 | 10 | 8.548 | 18.3225 | 4 | 0.39811 | 0.28184 | 0 | 6 | -33.329 | FALSE
0 |  | 0 | 0 | 0 | 0 | 0 | 0 | 1e-09 | 1000 | 970 | 0 | 0 | 0 | 0 | 0 | 0 | 0 | 18 | 9.076 | 29.62 | 6.28 | 0.14 | 0.03 | 0.22 | 10 | 9.076 | 18.4598 | 4 | 0.39811 | 0.28184 | 0 | 6 | -33.1917 | FALSE
0 |  | 0 | 0 | 0 | 0 | 0 | 0 | 1e-09 | 1000 | 970 | 0 | 0 | 0 | 0 | 0 | 0 | 0 | 19 | 9.604 | 29.62 | 6.28 | 0.14 | 0.03 | 0.22 | 10 | 9.604 | 18.597 | 4 | 0.39811 | 0.28184 | 0 | 6 | -33.0545 | FALSE
0 |  | 0 | 0 | 0 | 0 | 0 | 0 | 1e-09 | 1000 | 970 | 0 | 0 | 0 | 0 | 0 | 0 | 0 | 20 | 10.132 | 29.62 | 6.28 | 0.14 | 0.03 | 0.22 | 10 | 10.132 | 18.7343 | 4 | 0.39811 | 0.28184 | 0 | 6 | -32.9173 | FALSE
0 |  | 0 | 0 | 0 | 0 | 0 | 0 | 1e-09 | 1000 | 970 | 0 | 0 | 0 | 0 | 0 | 0 | 0 | 21 | 10.66 | 29.62 | 6.28 | 0.14 | 0.03 | 0.22 | 10 | 10.66 | 18.8716 | 4 | 0.39811 | 0.28184 | 0 | 6 | -32.7801 | FALSE
0 |  | 0 | 0 | 0 | 0 | 0 | 0 | 1e-09 | 1000 | 970 | 0 | 0 | 0 | 0 | 0 | 0 | 0 | 22 | 11.188 | 29.62 | 6.28 | 0.14 | 0.03 | 0.22 | 10 | 11.188 | 19.0089 | 4 | 0.39811 | 0.28184 | 0 | 6 | -32.6429 | FALSE
0 |  | 0 | 0 | 0 | 0 | 0 | 0 | 1e-09 | 1000 | 970 | 0 | 0 | 0 | 0 | 0 | 0 | 0 | 23 | 11.716 | 29.62 | 6.28 | 0.14 | 0.03 | 0.22 | 10 | 11.716 | 19.1462 | 4 | 0.39811 | 0.28184 | 0 | 6 | -32.5056 | FALSE
0 |  | 0 | 0 | 0 | 0 | 0 | 0 | 1e-09 | 1000 | 970 | 0 | 0 | 0 | 0 | 0 | 0 | 0 | 24 | 12.244 | 26.48 | 6.05 | 0.23 | 0.1 | 0.2 | 10 | 12.244 | 19.2834 | 4 | 0.39811 | 0.28184 | 0 | 6 | -32.3684 | FALSE
0 |  | 0 | 0 | 0 | 0 | 0 | 0 | 1e-09 | 1000 | 970 | 0 | 0 | 0 | 0 | 0 | 0 | 0 | 25 | 12.772 | 26.48 | 6.05 | 0.23 | 0.1 | 0.2 | 10 | 12.772 | 19.4207 | 4 | 0.39811 | 0.28184 | 0 | 6 | -32.2312 | FALSE
0 |  | 0 | 0 | 0 | 0 | 0 | 0 | 1e-09 | 1000 | 970 | 0 | 0 | 0 | 0 | 0 | 0 | 0 | 26 | 13.3 | 26.48 | 6.05 | 0.23 | 0.1 | 0.2 | 10 | 13.3 | 19.558 | 4 | 0.39811 | 0.28184 | 0 | 6 | -32.0923 | FALSE
0 |  | 0 | 0 | 0 | 0 | 0 | 0 | 1e-09 | 1000 | 970 | 0 | 0 | 0 | 0 | 0 | 0 | 0 | 27 | 13.828 | 26.48 | 6.05 | 0.23 | 0.1 | 0.2 | 10 | 13.828 | 19.6953 | 4 | 0.39811 | 0.28184 | 0 | 6 | -31.9551 | FALSE
0 |  | 0 | 0 | 0 | 0 | 0 | 0 | 1e-09 | 1000 | 970 | 0 | 0 | 0 | 0 | 0 | 0 | 0 | 28 | 14.356 | 26.48 | 6.05 | 0.23 | 0.1 | 0.2 | 10 | 14.356 | 19.8326 | 4 | 0.39811 | 0.28184 | 0 | 6 | -31.8179 | FALSE
0 |  | 0 | 0 | 0 | 0 | 0 | 0 | 1e-09 | 1000 | 970 | 0 | 0 | 0 | 0 | 0 | 0 | 0 | 29 | 14.884 | 26.48 | 6.05 | 0.23 | 0.1 | 0.2 | 10 | 14.884 | 19.9698 | 4 | 0.39811 | 0.28184 | 0 | 6 | -31.6807 | FALSE
0 |  | 0 | 0 | 0 | 0 | 0 | 0 | 1e-09 | 1000 | 970 | 0 | 0 | 0 | 0 | 0 | 0 | 0 | 30 | 15.412 | 26.48 | 6.05 | 0.23 | 0.1 | 0.2 | 10 | 15.412 | 20.1071 | 4 | 0.39811 | 0.28184 | 0 | 6 | -31.5436 | FALSE
0 |  | 0 | 0 | 0 | 0 | 0 | 0 | 1e-09 | 1000 | 970 | 0 | 0 | 0 | 0 | 0 | 0 | 0 | 31 | 15.94 | 26.48 | 6.05 | 0.23 | 0.1 | 0.2 | 10 | 15.94 | 20.2444 | 4 | 0.39811 | 0.28184 | 0 | 6 | -31.4064 | FALSE
0 |  | 0 | 0 | 0 | 0 | 0 | 0 | 1e-09 | 1000 | 970 | 0 | 0 | 0 | 0 | 0 | 0 | 0 | 32 | 16.468 | 26.48 | 6.05 | 0.23 | 0.1 | 0.2 | 10 | 16.468 | 20.3817 | 4 | 0.39811 | 0.28184 | 0 | 6 | -31.2692 | FALSE
0 |  | 0 | 0 | 0 | 0 | 0 | 0 | 1e-09 | 1000 | 970 | 0 | 0 | 0 | 0 | 0 | 0 | 0 | 33 | 16.996 | 26.48 | 6.05 | 0.23 | 0.1 | 0.2 | 10 | 16.996 | 20.519 | 4 | 0.39811 | 0.28184 | 0 | 6 | -31.132 | FALSE
0 |  | 0 | 0 | 0 | 0 | 0 | 0 | 1e-09 | 1000 | 970 | 0 | 0 | 0 | 0 | 0 | 0 | 0 | 34 | 17.524 | 26.48 | 6.05 | 0.23 | 0.1 | 0.2 | 10 | 17.524 | 20.6562 | 4 | 0.39811 | 0.28184 | 0 | 6 | -30.9948 | FALSE
0 |  | 0 | 0 | 0 | 0 | 0 | 0 | 1e-09 | 1000 | 970 | 0 | 0 | 0 | 0 | 0 | 0 | 0 | 35 | 18.052 | 26.48 | 6.05 | 0.23 | 0.1 | 0.2 | 10 | 18.052 | 20.7935 | 4 | 0.39811 | 0.28184 | 0 | 6 | -30.8569 | FALSE
0 |  | 0 | 0 | 0 | 0 | 0 | 0 | 1e-09 | 1000 | 970 | 0 | 0 | 0 | 0 | 0 | 0 | 0 | 36 | 18.58 | 26.48 | 6.05 | 0.23 | 0.1 | 0.2 | 10 | 18.58 | 20.9308 | 5 | 0.39811 | 0.28184 | 0 | 5 | -30.7148 | FALSE
0 |  | 0 | 0 | 0 | 0 | 0 | 0 | 1e-09 | 1000 | 970 | 0 | 0 | 0 | 0 | 0 | 0 | 0 | 37 | 19.108 | 26.48 | 6.05 | 0.23 | 0.1 | 0.2 | 10 | 19.108 | 21.0681 | 5 | 0.39811 | 0.28184 | 0 | 5 | -30.5776 | FALSE
0 |  | 0 | 0 | 0 | 0 | 0 | 0 | 1e-09 | 1000 | 970 | 0 | 0 | 0 | 0 | 0 | 0 | 0 | 38 | 19.636 | 26.48 | 6.05 | 0.23 | 0.1 | 0.2 | 10 | 19.636 | 21.2054 | 5 | 0.39811 | 0.28184 | 0 | 5 | -30.4404 | FALSE
0 |  | 0 | 0 | 0 | 0 | 0 | 0 | 1e-09 | 1000 | 970 | 0 | 0 | 0 | 0 | 0 | 0 | 0 | 39 | 20.164 | 26.48 | 6.05 | 0.23 | 0.1 | 0.2 | 10 | 20.164 | 21.3426 | 5 | 0.39811 | 0.28184 | 0 | 5 | -30.3032 | FALSE
0 |  | 0 | 0 | 0 | 0 | 0 | 0 | 1e-09 | 1000 | 970 | 0 | 0 | 0 | 0 | 0 | 0 | 0 | 40 | 20.692 | 26.48 | 6.05 | 0.23 | 0.1 | 0.2 | 10 | 20.692 | 21.4799 | 5 | 0.39811 | 0.28184 | 0 | 5 | -30.166 | FALSE
0 |  | 0 | 0 | 0 | 0 | 0 | 0 | 1e-09 | 1000 | 970 | 0 | 0 | 0 | 0 | 0 | 0 | 0 | 41 | 21.22 | 26.48 | 6.05 | 0.23 | 0.1 | 0.2 | 10 | 21.22 | 21.6172 | 5 | 0.39811 | 0.28184 | 0 | 5 | -30.0288 | FALSE
0 |  | 0 | 0 | 0 | 0 | 0 | 0 | 1e-09 | 1000 | 970 | 0 | 0 | 0 | 0 | 0 | 0 | 0 | 42 | 21.748 | 26.48 | 6.05 | 0.23 | 0.1 | 0.2 | 10 | 21.748 | 21.7545 | 5 | 0.39811 | 0.28184 | 0 | 5 | -29.8916 | FALSE
0 |  | 0 | 0 | 0 | 0 | 0 | 0 | 1e-09 | 1000 | 970 | 0 | 0 | 0 | 0 | 0 | 0 | 0 | 43 | 22.276 | 26.48 | 6.05 | 0.23 | 0.1 | 0.2 | 10 | 22.276 | 21.8918 | 5 | 0.39811 | 0.28184 | 0 | 5 | -29.753 | FALSE
0 |  | 0 | 0 | 0 | 0 | 0 | 0 | 1e-09 | 1000 | 970 | 0 | 0 | 0 | 0 | 0 | 0 | 0 | 44 | 22.804 | 28.45 | 5.36 | 0.14 | 0.06 | 0.15 | 10 | 22.804 | 22.029 | 5 | 0.39811 | 0.28184 | 0 | 5 | -29.6158 | FALSE
0 |  | 0 | 0 | 0 | 0 | 0 | 0 | 1e-09 | 1000 | 970 | 0 | 0 | 0 | 0 | 0 | 0 | 0 | 45 | 23.332 | 28.45 | 5.36 | 0.14 | 0.06 | 0.15 | 10 | 23.332 | 22.1663 | 5 | 0.39811 | 0.28184 | 0 | 5 | -29.4787 | FALSE
0 |  | 0 | 0 | 0 | 0 | 0 | 0 | 1e-09 | 1000 | 970 | 0 | 0 | 0 | 0 | 0 | 0 | 0 | 46 | 23.86 | 28.45 | 5.36 | 0.14 | 0.06 | 0.15 | 10 | 23.86 | 22.3036 | 5 | 0.39811 | 0.28184 | 0 | 5 | -29.3415 | FALSE
0 |  | 0 | 0 | 0 | 0 | 0 | 0 | 1e-09 | 1000 | 970 | 0 | 0 | 0 | 0 | 0 | 0 | 0 | 47 | 24.388 | 28.45 | 5.36 | 0.14 | 0.06 | 0.15 | 10 | 24.388 | 22.4409 | 5 | 0.39811 | 0.28184 | 0 | 5 | -29.2043 | FALSE
0 |  | 0 | 0 | 0 | 0 | 0 | 0 | 1e-09 | 1000 | 970 | 0 | 0 | 0 | 0 | 0 | 0 | 0 | 48 | 24.916 | 28.45 | 5.36 | 0.14 | 0.06 | 0.15 | 10 | 24.916 | 22.5782 | 5 | 0.39811 | 0.28184 | 0 | 5 | -29.0671 | FALSE
0 |  | 0 | 0 | 0 | 0 | 0 | 0 | 1e-09 | 1000 | 970 | 0 | 0 | 0 | 0 | 0 | 0 | 0 | 49 | 25.444 | 28.45 | 5.36 | 0.14 | 0.06 | 0.15 | 10 | 25.444 | 22.7154 | 5 | 0.39811 | 0.28184 | 0 | 5 | -28.9268 | FALSE
0 |  | 0 | 0 | 0 | 0 | 0 | 0 | 1e-09 | 1000 | 970 | 0 | 0 | 0 | 0 | 0 | 0 | 0 | 50 | 25.972 | 28.45 | 5.36 | 0.14 | 0.06 | 0.15 | 10 | 25.972 | 22.8527 | 5 | 0.39811 | 0.28184 | 0 | 5 | -28.7897 | FALSE
0 |  | 0 | 0 | 0 | 0 | 0 | 0 | 1e-09 | 1000 | 970 | 0 | 0 | 0 | 0 | 0 | 0 | 0 | 51 | 26.5 | 28.45 | 5.36 | 0.14 | 0.06 | 0.15 | 10 | 26.5 | 22.99 | 5 | 0.39811 | 0.28184 | 0 | 5 | -28.6526 | FALSE
0 |  | 0 | 0 | 0 | 0 | 0 | 0 | 1e-09 | 1000 | 970 | 0 | 0 | 0 | 0 | 0 | 0 | 0 | 52 | 26.5001 | 28.45 | 5.36 | 0.14 | 0.06 | 0.15 | 10 | 26.5001 | 22.99 | 5 | 0.39811 | 0.28184 | 0 | 5 | -28.6526 | FALSE
0 |  | 0 | 0 | 0 | 0 | 0 | 0 | 1e-09 | 1000 | 970 | 0 | 0 | 0 | 0 | 0 | 0 | 0 | 53 | 26.5001 | 28.45 | 5.36 | 0.14 | 0.06 | 0.15 | 10 | 26.5001 | 22.99 | 5 | 0.39811 | 0.28184 | 0 | 5 | -28.6526 | FALSE
0 |  | 0 | 0 | 0 | 0 | 0 | 0 | 1e-09 | 1000 | 970 | 0 | 0 | 0 | 0 | 0 | 0 | 0 | 54 | 26.5001 | 28.45 | 5.36 | 0.14 | 0.06 | 0.15 | 10 | 26.5001 | 22.99 | 5 | 0.39811 | 0.28184 | 0 | 5 | -28.6526 | FALSE
0 |  | 0 | 0 | 0 | 0 | 0 | 0 | 1e-09 | 1000 | 970 | 0 |  |  |  |  | 0 | 0 | 55 | 26.5001 | 28.45 | 5.36 | 0.14 | 0.06 | 0.15 | 10 | 26.5001 | 22.99 | 5 | 0.39811 | 0.28184 | 0 | 5 | -28.6526 | FALSE
0 |  | 0 | 0 | 0 | 0 | 0 | 0 | 1e-09 | 1000 | 970 | 0 |  |  |  |  | 0 | 0 | 56 | 26.5001 | 28.45 | 5.36 | 0.14 | 0.06 | 0.15 | 10 | 26.5001 | 22.99 | 5 | 0.39811 | 0.28184 | 0 | 5 | -28.6526 | FALSE
0 |  | 0 | 0 | 0 | 0 | 0 | 0 | 1e-09 | 1000 | 970 | 0 |  |  |  |  | 0 | 0 | 57 | 26.5001 | 28.45 | 5.36 | 0.14 | 0.06 | 0.15 | 10 | 26.5001 | 22.99 | 5 | 0.39811 | 0.28184 | 0 | 5 | -28.6526 | FALSE
0 |  | 0 | 0 | 0 | 0 | 0 | 0 | 1e-09 | 1000 | 970 | 0 |  |  |  |  | 0 | 0 | 58 | 26.5001 | 28.45 | 5.36 | 0.14 | 0.06 | 0.15 | 10 | 26.5001 | 22.99 | 5 | 0.39811 | 0.28184 | 0 | 5 | -28.6526 | FALSE
0 |  | 0 | 0 | 0 | 0 | 0 | 0 | 1e-09 | 1000 | 970 | 0 |  |  |  |  | 0 | 0 | 59 | 26.5001 | 28.45 | 5.36 | 0.14 | 0.06 | 0.15 | 10 | 26.5001 | 22.99 | 5 | 0.39811 | 0.28184 | 0 | 5 | -28.6526 | FALSE
0 |  | 0 | 0 | 0 | 0 | 0 | 0 | 1e-09 | 1000 | 970 | 0 |  |  |  |  | 0 | 0 | 60 | 26.5001 | 28.45 | 5.36 | 0.14 | 0.06 | 0.15 | 10 | 26.5001 | 22.99 | 5 | 0.39811 | 0.28184 | 0 | 5 | -28.6526 | FALSE
0 |  | 0 | 0 | 0 | 0 | 0 | 0 | 1e-09 | 1000 | 970 | 0 |  |  |  |  | 0 | 0 | 61 | 26.5001 | 28.45 | 5.36 | 0.14 | 0.06 | 0.15 | 10 | 26.5001 | 22.99 | 5 | 0.39811 | 0.28184 | 0 | 5 | -28.6526 | FALSE
0 |  | 0 | 0 | 0 | 0 | 0 | 0 | 1e-09 | 1000 | 970 | 0 |  |  |  |  | 0 | 0 | 62 | 26.5001 | 28.45 | 5.36 | 0.14 | 0.06 | 0.15 | 10 | 26.5001 | 22.99 | 5 | 0.39811 | 0.28184 | 0 | 5 | -28.6526 | FALSE
0 |  | 0 | 0 | 0 | 0 | 0 | 0 | 1e-09 | 1000 | 970 | 0 |  |  |  |  | 0 | 0 | 63 | 26.5001 | 28.45 | 5.36 | 0.14 | 0.06 | 0.15 | 10 | 26.5001 | 22.99 | 5 | 0.39811 | 0.28184 | 0 | 5 | -28.6526 | FALSE
0 |  | 0 | 0 | 0 | 0 | 0 | 0 | 1e-09 | 1000 | 970 | 0 |  |  |  |  | 0 | 0 | 64 | 26.5001 | 28.45 | 5.36 | 0.14 | 0.06 | 0.15 | 10 | 26.5001 | 22.99 | 5 | 0.39811 | 0.28184 | 0 | 5 | -28.6526 | FALSE
0 |  | 0 | 0 | 0 | 0 | 0 | 0 | 1e-09 | 1000 | 970 | 0 |  |  |  |  | 0 | 0 | 65 | 26.5001 | 28.45 | 5.36 | 0.14 | 0.06 | 0.15 | 10 | 26.5001 | 22.99 | 5 | 0.39811 | 0.28184 | 0 | 5 | -28.6526 | FALSE
0 |  | 0 | 0 | 0 | 0 | 0 | 0 | 1e-09 | 1000 | 970 | 0 |  |  |  |  | 0 | 0 | 66 | 26.5001 | 28.45 | 5.36 | 0.14 | 0.06 | 0.15 | 10 | 26.5001 | 22.99 | 5 | 0.39811 | 0.28184 | 0 | 5 | -28.6526 | FALSE
0 |  | 0 | 0 | 0 | 0 | 0 | 0 | 1e-09 | 1000 | 970 | 0 |  |  |  |  | 0 | 0 | 67 | 26.5001 | 28.45 | 5.36 | 0.14 | 0.06 | 0.15 | 10 | 26.5001 | 22.99 | 5 | 0.39811 | 0.28184 | 0 | 5 | -28.6526 | FALSE
0 |  | 0 | 0 | 0 | 0 | 0 | 0 | 1e-09 | 1000 | 970 | 0 |  |  |  |  | 0 | 0 | 68 | 26.5001 | 28.45 | 5.36 | 0.14 | 0.06 | 0.15 | 10 | 26.5001 | 22.99 | 5 | 0.39811 | 0.28184 | 0 | 5 | -28.6526 | FALSE
0 |  | 0 | 0 | 0 | 0 | 0 | 0 | 1e-09 | 1000 | 970 | 0 |  |  |  |  | 0 | 0 | 69 | 26.5001 | 28.45 | 5.36 | 0.14 | 0.06 | 0.15 | 10 | 26.5001 | 22.99 | 5 | 0.39811 | 0.28184 | 0 | 5 | -28.6526 | FALSE
0 |  | 0 | 0 | 0 | 0 | 0 | 0 | 1e-09 | 1000 | 970 | 0 |  |  |  |  | 0 | 0 | 70 | 26.5001 | 28.45 | 5.36 | 0.14 | 0.06 | 0.15 | 10 | 26.5001 | 22.99 | 5 | 0.39811 | 0.28184 | 0 | 5 | -28.6526 | FALSE
0 |  | 0 | 0 | 0 | 0 | 0 | 0 | 1e-09 | 1000 | 970 | 0 |  |  |  |  | 0 | 0 | 71 | 26.5001 | 28.45 | 5.36 | 0.14 | 0.06 | 0.15 | 10 | 26.5001 | 22.99 | 5 | 0.39811 | 0.28184 | 0 | 5 | -28.6526 | FALSE
0 |  | 0 | 0 | 0 | 0 | 0 | 0 | 1e-09 | 1000 | 970 | 0 |  |  |  |  | 0 | 0 | 72 | 26.5001 | 28.45 | 5.36 | 0.14 | 0.06 | 0.15 | 10 | 26.5001 | 22.99 | 5 | 0.39811 | 0.28184 | 0 | 5 | -28.6526 | FALSE
0 |  | 0 | 0 | 0 | 0 | 0 | 0 | 1e-09 | 1000 | 970 | 0 |  |  |  |  | 0 | 0 | 73 | 26.5001 | 28.45 | 5.36 | 0.14 | 0.06 | 0.15 | 10 | 26.5001 | 22.99 | 5 | 0.39811 | 0.28184 | 0 | 5 | -28.6526 | FALSE
0 |  | 0 | 0 | 0 | 0 | 0 | 0 | 1e-09 | 1000 | 970 | 0 |  |  |  |  | 0 | 0 | 74 | 26.5001 | 28.45 | 5.36 | 0.14 | 0.06 | 0.15 | 10 | 26.5001 | 22.99 | 5 | 0.39811 | 0.28184 | 0 | 5 | -28.6526 | FALSE
0 |  | 0 | 0 | 0 | 0 | 0 | 0 | 1e-09 | 1000 | 970 | 0 |  |  |  |  | 0 | 0 | 75 | 26.5001 | 28.45 | 5.36 | 0.14 | 0.06 | 0.15 | 10 | 26.5001 | 22.99 | 5 | 0.39811 | 0.28184 | 0 | 5 | -28.6526 | FALSE
0 |  | 0 | 0 | 0 | 0 | 0 | 0 | 1e-09 | 1000 | 970 | 0 |  |  |  |  | 0 | 0 | 76 | 26.5001 | 28.45 | 5.36 | 0.14 | 0.06 | 0.15 | 10 | 26.5001 | 22.99 | 5 | 0.39811 | 0.28184 | 0 | 5 | -28.6526 | FALSE
0 |  | 0 | 0 | 0 | 0 | 0 | 0 | 1e-09 | 1000 | 970 | 0 |  |  |  |  | 0 | 0 | 77 | 26.5001 | 28.45 | 5.36 | 0.14 | 0.06 | 0.15 | 10 | 26.5001 | 22.99 | 5 | 0.39811 | 0.28184 | 0 | 5 | -28.6526 | FALSE
0 |  | 0 | 0 | 0 | 0 | 0 | 0 | 1e-09 | 1000 | 970 | 0 |  |  |  |  | 0 | 0 | 78 | 26.5001 | 28.45 | 5.36 | 0.14 | 0.06 | 0.15 | 10 | 26.5001 | 22.99 | 5 | 0.39811 | 0.28184 | 0 | 5 | -28.6526 | FALSE
0 |  | 0 | 0 | 0 | 0 | 0 | 0 | 1e-09 | 1000 | 970 | 0 |  |  |  |  | 0 | 0 | 79 | 26.5001 | 28.45 | 5.36 | 0.14 | 0.06 | 0.15 | 10 | 26.5001 | 22.99 | 5 | 0.39811 | 0.28184 | 0 | 5 | -28.6526 | FALSE
0 |  | 0 | 0 | 0 | 0 | 0 | 0 | 1e-09 | 1000 | 970 | 0 |  |  |  |  | 0 | 0 | 80 | 26.5001 | 28.45 | 5.36 | 0.14 | 0.06 | 0.15 | 10 | 26.5001 | 22.99 | 5 | 0.39811 | 0.28184 | 0 | 5 | -28.6526 | FALSE
0 |  | 0 | 0 | 0 | 0 | 0 | 0 | 1e-09 | 1000 | 970 | 0 |  |  |  |  | 0 | 0 | 81 | 26.5001 | 28.45 | 5.36 | 0.14 | 0.06 | 0.15 | 10 | 26.5001 | 22.99 | 5 | 0.39811 | 0.28184 | 0 | 5 | -28.6526 | FALSE
0 |  | 0 | 0 | 0 | 0 | 0 | 0 | 1e-09 | 1000 | 970 | 0 |  |  |  |  | 0 | 0 | 82 | 26.5001 | 28.45 | 5.36 | 0.14 | 0.06 | 0.15 | 10 | 26.5001 | 22.99 | 5 | 0.39811 | 0.28184 | 0 | 5 | -28.6526 | FALSE
0 |  | 0 | 0 | 0 | 0 | 0 | 0 | 1e-09 | 1000 | 970 | 0 |  |  |  |  | 0 | 0 | 83 | 26.5001 | 28.45 | 5.36 | 0.14 | 0.06 | 0.15 | 10 | 26.5001 | 22.99 | 5 | 0.39811 | 0.28184 | 0 | 5 | -28.6526 | FALSE
0 |  | 0 | 0 | 0 | 0 | 0 | 0 | 1e-09 | 1000 | 970 | 0 |  |  |  |  | 0 | 0 | 84 | 26.5001 | 28.45 | 5.36 | 0.14 | 0.06 | 0.15 | 10 | 26.5001 | 22.99 | 5 | 0.39811 | 0.28184 | 0 | 5 | -28.6526 | FALSE
0 |  | 0 | 0 | 0 | 0 | 0 | 0 | 1e-09 | 1000 | 970 | 0 |  |  |  |  | 0 | 0 | 85 | 26.5001 | 28.45 | 5.36 | 0.14 | 0.06 | 0.15 | 10 | 26.5001 | 22.99 | 5 | 0.39811 | 0.28184 | 0 | 5 | -28.6526 | FALSE
0 |  | 0 | 0 | 0 | 0 | 0 | 0 | 1e-09 | 1000 | 970 | 0 |  |  |  |  | 0 | 0 | 86 | 26.5001 | 28.45 | 5.36 | 0.14 | 0.06 | 0.15 | 10 | 26.5001 | 22.99 | 5 | 0.39811 | 0.28184 | 0 | 5 | -28.6526 | FALSE
0 |  | 0 | 0 | 0 | 0 | 0 | 0 | 1e-09 | 1000 | 970 | 0 |  |  |  |  | 0 | 0 | 87 | 26.5001 | 28.45 | 5.36 | 0.14 | 0.06 | 0.15 | 10 | 26.5001 | 22.99 | 5 | 0.39811 | 0.28184 | 0 | 5 | -28.6526 | FALSE
0 |  | 0 | 0 | 0 | 0 | 0 | 0 | 1e-09 | 1000 | 970 | 0 |  |  |  |  | 0 | 0 | 88 | 26.5001 | 28.45 | 5.36 | 0.14 | 0.06 | 0.15 | 10 | 26.5001 | 22.99 | 5 | 0.39811 | 0.28184 | 0 | 5 | -28.6526 | FALSE
0 |  | 0 | 0 | 0 | 0 | 0 | 0 | 1e-09 | 1000 | 970 | 0 |  |  |  |  | 0 | 0 | 89 | 26.5001 | 28.45 | 5.36 | 0.14 | 0.06 | 0.15 | 10 | 26.5001 | 22.99 | 5 | 0.39811 | 0.28184 | 0 | 5 | -28.6526 | FALSE
0 |  | 0 | 0 | 0 | 0 | 0 | 0 | 1e-09 | 1000 | 970 | 0 |  |  |  |  | 0 | 0 | 90 | 26.5001 | 28.45 | 5.36 | 0.14 | 0.06 | 0.15 | 10 | 26.5001 | 22.99 | 5 | 0.39811 | 0.28184 | 0 | 5 | -28.6526 | FALSE
0 |  | 0 | 0 | 0 | 0 | 0 | 0 | 1e-09 | 1000 | 970 | 0 |  |  |  |  | 0 | 0 | 91 | 26.5001 | 28.45 | 5.36 | 0.14 | 0.06 | 0.15 | 10 | 26.5001 | 22.99 | 5 | 0.39811 | 0.28184 | 0 | 5 | -28.6526 | FALSE
0 |  | 0 | 0 | 0 | 0 | 0 | 0 | 1e-09 | 1000 | 970 | 0 |  |  |  |  | 0 | 0 | 92 | 26.5001 | 28.45 | 5.36 | 0.14 | 0.06 | 0.15 | 10 | 26.5001 | 22.99 | 5 | 0.39811 | 0.28184 | 0 | 5 | -28.6526 | FALSE
0 |  | 0 | 0 | 0 | 0 | 0 | 0 | 1e-09 | 1000 | 970 | 0 |  |  |  |  | 0 | 0 | 93 | 26.5001 | 28.45 | 5.36 | 0.14 | 0.06 | 0.15 | 10 | 26.5001 | 22.99 | 5 | 0.39811 | 0.28184 | 0 | 5 | -28.6526 | FALSE
0 |  | 0 | 0 | 0 | 0 | 0 | 0 | 1e-09 | 1000 | 970 | 0 |  |  |  |  | 0 | 0 | 94 | 26.5001 | 28.45 | 5.36 | 0.14 | 0.06 | 0.15 | 10 | 26.5001 | 22.99 | 5 | 0.39811 | 0.28184 | 0 | 5 | -28.6526 | FALSE
0 |  | 0 | 0 | 0 | 0 | 0 | 0 | 1e-09 | 1000 | 970 | 0 |  |  |  |  | 0 | 0 | 95 | 26.5001 | 28.45 | 5.36 | 0.14 | 0.06 | 0.15 | 10 | 26.5001 | 22.99 | 5 | 0.39811 | 0.28184 | 0 | 5 | -28.6526 | FALSE
0 |  | 0 | 0 | 0 | 0 | 0 | 0 | 1e-09 | 1000 | 970 | 0 |  |  |  |  | 0 | 0 | 96 | 26.5001 | 28.45 | 5.36 | 0.14 | 0.06 | 0.15 | 10 | 26.5001 | 22.99 | 5 | 0.39811 | 0.28184 | 0 | 5 | -28.6526 | FALSE
[18 empty] | 97 | 26.5001 | 28.45 | 5.36 | 0.14 | 0.06 | 0.15 | 10 | 26.5001 | 22.99 | 5 | 0.39811 | 0.28184 | 0 | 5 | -28.6526 | FALSE
[18 empty] | 98 | 26.5001 | 28.45 | 5.36 | 0.14 | 0.06 | 0.15 | 10 | 26.5001 | 22.99 | 5 | 0.39811 | 0.28184 | 0 | 5 | -28.6526 | FALSE
[18 empty] | 99 | 26.5001 | 28.45 | 5.36 | 0.14 | 0.06 | 0.15 | 10 | 26.5001 | 22.99 | 5 | 0.39811 | 0.28184 | 0 | 5 | -28.6526 | FALSE
[18 empty] | 100 | 26.5001 | 28.45 | 5.36 | 0.14 | 0.06 | 0.15 | 10 | 26.5001 | 22.99 | 5 | 0.39811 | 0.28184 | 0 | 5 | -28.6526 | FALSE
[18 empty] | 101 | 26.5001 | 28.45 | 5.36 | 0.14 | 0.06 | 0.15 | 10 | 26.5001 | 22.99 | 5 | 0.39811 | 0.28184 | 0 | 5 | -28.6526 | FALSE
[18 empty] | 102 | 26.5001 | 28.45 | 5.36 | 0.14 | 0.06 | 0.15 | 10 | 26.5001 | 22.99 | 5 | 0.39811 | 0.28184 | 0 | 5 | -28.6526 | FALSE
Note on C1: Enter Preamp Data in the shaded cells: Frequency Unit (Column B): This may be GHz, MHz, KHz, or Hz. If left blank, Hz is assumed. P1dB Out is the output power at which the amplifier gain is 1 dB less than at low power .

## 346 (hidden)
[30 empty] | ¦G¦ (linear) | [6 empty] | ENR (dB)
[28 empty] | low freq | high freq | 346A | 346B | 346C | 346K01 | 346K40 | meas sel | cal sel | 346A | 346B | 346C | 346K01 | 346K40 | meas sel | cal sel
DUT | [13 empty] | Cal | [13 empty] | GHz | GHz
Frequency (GHz) | ¦G¦ (linear) | ENR | band | 1 | 2 | 3 | 4 | 5 | 6 | 7 | 8 | 9 | 10 | Frequency (GHz) | ¦G¦ (linear) | ENR | band | 1 | 2 | 3 | 4 | 5 | 6 | 7 | 8 | 9 | 10 | 0.01 | 0.03 | 0.13 | 0.13 | 0.11 | 0 | 0 | 0 | 0 | 4.5 | 14 | 12 | 0 | 0 | 0 | 0
0.1 | 0 | 0 | 2 | 0 | 2 | 0 | 0 | 0 | 0 | 0 | 0 | 0 | 0 | 0.1 | 0 | 0 | 2 | 0 | 2 | 0 | 0 | 0 | 0 | 0 | 0 | 0 | 0 | 0.03 | 5 | 0.07 | 0.07 | 0.11 | 0.15 | 0.025 | 0 | 0 | 4.5 | 14 | 12 | 18.5 | 8 | 0 | 0
0.628 | 0 | 0 | 2 | 0 | 2 | 0 | 0 | 0 | 0 | 0 | 0 | 0 | 0 | 0.628 | 0 | 0 | 2 | 0 | 2 | 0 | 0 | 0 | 0 | 0 | 0 | 0 | 0 | 5 | 18.1 | 0.11 | 0.11 | 0.11 | 0.15 | 0.025 | 0 | 0 | 4.5 | 14 | 12 | 15.5 | 5 | 0 | 0
1.156 | 0 | 0 | 2 | 0 | 2 | 0 | 0 | 0 | 0 | 0 | 0 | 0 | 0 | 1.156 | 0 | 0 | 2 | 0 | 2 | 0 | 0 | 0 | 0 | 0 | 0 | 0 | 0 | 18.1 | 20 | 0 | 0 | 0.15 | 0.15 | 0.025 | 0 | 0 | 0 | 0 | 12 | 15 | 5 | 0 | 0
1.684 | 0 | 0 | 2 | 0 | 2 | 0 | 0 | 0 | 0 | 0 | 0 | 0 | 0 | 1.684 | 0 | 0 | 2 | 0 | 2 | 0 | 0 | 0 | 0 | 0 | 0 | 0 | 0 | 20 | 26.51 | 0 | 0 | 0.15 | 0.17 | 0.05 | 0 | 0 | 0 | 0 | 12 | 13 | 4 | 0 | 0
2.212 | 0 | 0 | 2 | 0 | 2 | 0 | 0 | 0 | 0 | 0 | 0 | 0 | 0 | 2.212 | 0 | 0 | 2 | 0 | 2 | 0 | 0 | 0 | 0 | 0 | 0 | 0 | 0 | 26.51 | 40 | 0 | 0 | 0 | 0.2 | 0.08 | 0 | 0 | 0 | 0 | 0 | 10 | 3 | 0 | 0
2.74 | 0 | 0 | 2 | 0 | 2 | 0 | 0 | 0 | 0 | 0 | 0 | 0 | 0 | 2.74 | 0 | 0 | 2 | 0 | 2 | 0 | 0 | 0 | 0 | 0 | 0 | 0 | 0 | 40 | 50.1 | 0 | 0 | 0 | 0.2 | 0 | 0 | 0 | 0 | 0 | 0 | 7 | 0 | 0 | 0
3.268 | 0 | 0 | 2 | 0 | 2 | 0 | 0 | 0 | 0 | 0 | 0 | 0 | 0 | 3.268 | 0 | 0 | 2 | 0 | 2 | 0 | 0 | 0 | 0 | 0 | 0 | 0 | 0 | 50.1 | 1000 | 0 | 0 | 0 | 0 | 0 | 0 | 0 | 0 | 0 | 0 | 0 | 0 | 0 | 0
3.796 | 0 | 0 | 2 | 0 | 2 | 0 | 0 | 0 | 0 | 0 | 0 | 0 | 0 | 3.796 | 0 | 0 | 2 | 0 | 2 | 0 | 0 | 0 | 0 | 0 | 0 | 0 | 0
4.324 | 0 | 0 | 2 | 0 | 2 | 0 | 0 | 0 | 0 | 0 | 0 | 0 | 0 | 4.324 | 0 | 0 | 2 | 0 | 2 | 0 | 0 | 0 | 0 | 0 | 0 | 0 | 0
4.852 | 0 | 0 | 2 | 0 | 2 | 0 | 0 | 0 | 0 | 0 | 0 | 0 | 0 | 4.852 | 0 | 0 | 2 | 0 | 2 | 0 | 0 | 0 | 0 | 0 | 0 | 0 | 0
5.38 | 0 | 0 | 3 | 0 | 0 | 3 | 0 | 0 | 0 | 0 | 0 | 0 | 0 | 5.38 | 0 | 0 | 3 | 0 | 0 | 3 | 0 | 0 | 0 | 0 | 0 | 0 | 0
5.908 | 0 | 0 | 3 | 0 | 0 | 3 | 0 | 0 | 0 | 0 | 0 | 0 | 0 | 5.908 | 0 | 0 | 3 | 0 | 0 | 3 | 0 | 0 | 0 | 0 | 0 | 0 | 0
6.436 | 0 | 0 | 3 | 0 | 0 | 3 | 0 | 0 | 0 | 0 | 0 | 0 | 0 | 6.436 | 0 | 0 | 3 | 0 | 0 | 3 | 0 | 0 | 0 | 0 | 0 | 0 | 0
6.964 | 0 | 0 | 3 | 0 | 0 | 3 | 0 | 0 | 0 | 0 | 0 | 0 | 0 | 6.964 | 0 | 0 | 3 | 0 | 0 | 3 | 0 | 0 | 0 | 0 | 0 | 0 | 0
7.492 | 0 | 0 | 3 | 0 | 0 | 3 | 0 | 0 | 0 | 0 | 0 | 0 | 0 | 7.492 | 0 | 0 | 3 | 0 | 0 | 3 | 0 | 0 | 0 | 0 | 0 | 0 | 0
8.02 | 0 | 0 | 3 | 0 | 0 | 3 | 0 | 0 | 0 | 0 | 0 | 0 | 0 | 8.02 | 0 | 0 | 3 | 0 | 0 | 3 | 0 | 0 | 0 | 0 | 0 | 0 | 0
8.548 | 0 | 0 | 3 | 0 | 0 | 3 | 0 | 0 | 0 | 0 | 0 | 0 | 0 | 8.548 | 0 | 0 | 3 | 0 | 0 | 3 | 0 | 0 | 0 | 0 | 0 | 0 | 0
9.076 | 0 | 0 | 3 | 0 | 0 | 3 | 0 | 0 | 0 | 0 | 0 | 0 | 0 | 9.076 | 0 | 0 | 3 | 0 | 0 | 3 | 0 | 0 | 0 | 0 | 0 | 0 | 0
9.604 | 0 | 0 | 3 | 0 | 0 | 3 | 0 | 0 | 0 | 0 | 0 | 0 | 0 | 9.604 | 0 | 0 | 3 | 0 | 0 | 3 | 0 | 0 | 0 | 0 | 0 | 0 | 0
10.132 | 0 | 0 | 3 | 0 | 0 | 3 | 0 | 0 | 0 | 0 | 0 | 0 | 0 | 10.132 | 0 | 0 | 3 | 0 | 0 | 3 | 0 | 0 | 0 | 0 | 0 | 0 | 0
10.66 | 0 | 0 | 3 | 0 | 0 | 3 | 0 | 0 | 0 | 0 | 0 | 0 | 0 | 10.66 | 0 | 0 | 3 | 0 | 0 | 3 | 0 | 0 | 0 | 0 | 0 | 0 | 0
11.188 | 0 | 0 | 3 | 0 | 0 | 3 | 0 | 0 | 0 | 0 | 0 | 0 | 0 | 11.188 | 0 | 0 | 3 | 0 | 0 | 3 | 0 | 0 | 0 | 0 | 0 | 0 | 0
11.716 | 0 | 0 | 3 | 0 | 0 | 3 | 0 | 0 | 0 | 0 | 0 | 0 | 0 | 11.716 | 0 | 0 | 3 | 0 | 0 | 3 | 0 | 0 | 0 | 0 | 0 | 0 | 0
12.244 | 0 | 0 | 3 | 0 | 0 | 3 | 0 | 0 | 0 | 0 | 0 | 0 | 0 | 12.244 | 0 | 0 | 3 | 0 | 0 | 3 | 0 | 0 | 0 | 0 | 0 | 0 | 0
12.772 | 0 | 0 | 3 | 0 | 0 | 3 | 0 | 0 | 0 | 0 | 0 | 0 | 0 | 12.772 | 0 | 0 | 3 | 0 | 0 | 3 | 0 | 0 | 0 | 0 | 0 | 0 | 0
13.3 | 0 | 0 | 3 | 0 | 0 | 3 | 0 | 0 | 0 | 0 | 0 | 0 | 0 | 13.3 | 0 | 0 | 3 | 0 | 0 | 3 | 0 | 0 | 0 | 0 | 0 | 0 | 0
13.828 | 0 | 0 | 3 | 0 | 0 | 3 | 0 | 0 | 0 | 0 | 0 | 0 | 0 | 13.828 | 0 | 0 | 3 | 0 | 0 | 3 | 0 | 0 | 0 | 0 | 0 | 0 | 0
14.356 | 0 | 0 | 3 | 0 | 0 | 3 | 0 | 0 | 0 | 0 | 0 | 0 | 0 | 14.356 | 0 | 0 | 3 | 0 | 0 | 3 | 0 | 0 | 0 | 0 | 0 | 0 | 0
14.884 | 0 | 0 | 3 | 0 | 0 | 3 | 0 | 0 | 0 | 0 | 0 | 0 | 0 | 14.884 | 0 | 0 | 3 | 0 | 0 | 3 | 0 | 0 | 0 | 0 | 0 | 0 | 0
15.412 | 0 | 0 | 3 | 0 | 0 | 3 | 0 | 0 | 0 | 0 | 0 | 0 | 0 | 15.412 | 0 | 0 | 3 | 0 | 0 | 3 | 0 | 0 | 0 | 0 | 0 | 0 | 0
15.94 | 0 | 0 | 3 | 0 | 0 | 3 | 0 | 0 | 0 | 0 | 0 | 0 | 0 | 15.94 | 0 | 0 | 3 | 0 | 0 | 3 | 0 | 0 | 0 | 0 | 0 | 0 | 0
16.468 | 0 | 0 | 3 | 0 | 0 | 3 | 0 | 0 | 0 | 0 | 0 | 0 | 0 | 16.468 | 0 | 0 | 3 | 0 | 0 | 3 | 0 | 0 | 0 | 0 | 0 | 0 | 0
16.996 | 0 | 0 | 3 | 0 | 0 | 3 | 0 | 0 | 0 | 0 | 0 | 0 | 0 | 16.996 | 0 | 0 | 3 | 0 | 0 | 3 | 0 | 0 | 0 | 0 | 0 | 0 | 0
17.524 | 0 | 0 | 3 | 0 | 0 | 3 | 0 | 0 | 0 | 0 | 0 | 0 | 0 | 17.524 | 0 | 0 | 3 | 0 | 0 | 3 | 0 | 0 | 0 | 0 | 0 | 0 | 0
18.052 | 0 | 0 | 3 | 0 | 0 | 3 | 0 | 0 | 0 | 0 | 0 | 0 | 0 | 18.052 | 0 | 0 | 3 | 0 | 0 | 3 | 0 | 0 | 0 | 0 | 0 | 0 | 0
18.58 | 0 | 0 | 4 | 0 | 0 | 0 | 4 | 0 | 0 | 0 | 0 | 0 | 0 | 18.58 | 0 | 0 | 4 | 0 | 0 | 0 | 4 | 0 | 0 | 0 | 0 | 0 | 0
19.108 | 0 | 0 | 4 | 0 | 0 | 0 | 4 | 0 | 0 | 0 | 0 | 0 | 0 | 19.108 | 0 | 0 | 4 | 0 | 0 | 0 | 4 | 0 | 0 | 0 | 0 | 0 | 0
19.636 | 0 | 0 | 4 | 0 | 0 | 0 | 4 | 0 | 0 | 0 | 0 | 0 | 0 | 19.636 | 0 | 0 | 4 | 0 | 0 | 0 | 4 | 0 | 0 | 0 | 0 | 0 | 0
20.164 | 0 | 0 | 5 | 0 | 0 | 0 | 0 | 5 | 0 | 0 | 0 | 0 | 0 | 20.164 | 0 | 0 | 5 | 0 | 0 | 0 | 0 | 5 | 0 | 0 | 0 | 0 | 0
20.692 | 0 | 0 | 5 | 0 | 0 | 0 | 0 | 5 | 0 | 0 | 0 | 0 | 0 | 20.692 | 0 | 0 | 5 | 0 | 0 | 0 | 0 | 5 | 0 | 0 | 0 | 0 | 0
21.22 | 0 | 0 | 5 | 0 | 0 | 0 | 0 | 5 | 0 | 0 | 0 | 0 | 0 | 21.22 | 0 | 0 | 5 | 0 | 0 | 0 | 0 | 5 | 0 | 0 | 0 | 0 | 0
21.748 | 0 | 0 | 5 | 0 | 0 | 0 | 0 | 5 | 0 | 0 | 0 | 0 | 0 | 21.748 | 0 | 0 | 5 | 0 | 0 | 0 | 0 | 5 | 0 | 0 | 0 | 0 | 0
22.276 | 0 | 0 | 5 | 0 | 0 | 0 | 0 | 5 | 0 | 0 | 0 | 0 | 0 | 22.276 | 0 | 0 | 5 | 0 | 0 | 0 | 0 | 5 | 0 | 0 | 0 | 0 | 0
22.804 | 0 | 0 | 5 | 0 | 0 | 0 | 0 | 5 | 0 | 0 | 0 | 0 | 0 | 22.804 | 0 | 0 | 5 | 0 | 0 | 0 | 0 | 5 | 0 | 0 | 0 | 0 | 0
23.332 | 0 | 0 | 5 | 0 | 0 | 0 | 0 | 5 | 0 | 0 | 0 | 0 | 0 | 23.332 | 0 | 0 | 5 | 0 | 0 | 0 | 0 | 5 | 0 | 0 | 0 | 0 | 0
23.86 | 0 | 0 | 5 | 0 | 0 | 0 | 0 | 5 | 0 | 0 | 0 | 0 | 0 | 23.86 | 0 | 0 | 5 | 0 | 0 | 0 | 0 | 5 | 0 | 0 | 0 | 0 | 0
24.388 | 0 | 0 | 5 | 0 | 0 | 0 | 0 | 5 | 0 | 0 | 0 | 0 | 0 | 24.388 | 0 | 0 | 5 | 0 | 0 | 0 | 0 | 5 | 0 | 0 | 0 | 0 | 0
24.916 | 0 | 0 | 5 | 0 | 0 | 0 | 0 | 5 | 0 | 0 | 0 | 0 | 0 | 24.916 | 0 | 0 | 5 | 0 | 0 | 0 | 0 | 5 | 0 | 0 | 0 | 0 | 0
25.444 | 0 | 0 | 5 | 0 | 0 | 0 | 0 | 5 | 0 | 0 | 0 | 0 | 0 | 25.444 | 0 | 0 | 5 | 0 | 0 | 0 | 0 | 5 | 0 | 0 | 0 | 0 | 0
25.972 | 0 | 0 | 5 | 0 | 0 | 0 | 0 | 5 | 0 | 0 | 0 | 0 | 0 | 25.972 | 0 | 0 | 5 | 0 | 0 | 0 | 0 | 5 | 0 | 0 | 0 | 0 | 0
26.5 | 0 | 0 | 5 | 0 | 0 | 0 | 0 | 5 | 0 | 0 | 0 | 0 | 0 | 26.5 | 0 | 0 | 5 | 0 | 0 | 0 | 0 | 5 | 0 | 0 | 0 | 0 | 0
26.5001 | 0 | 0 | 5 | 0 | 0 | 0 | 0 | 5 | 0 | 0 | 0 | 0 | 0 | 26.5001 | 0 | 0 | 5 | 0 | 0 | 0 | 0 | 5 | 0 | 0 | 0 | 0 | 0
26.5001 | 0 | 0 | 5 | 0 | 0 | 0 | 0 | 5 | 0 | 0 | 0 | 0 | 0 | 26.5001 | 0 | 0 | 5 | 0 | 0 | 0 | 0 | 5 | 0 | 0 | 0 | 0 | 0
26.5001 | 0 | 0 | 5 | 0 | 0 | 0 | 0 | 5 | 0 | 0 | 0 | 0 | 0 | 26.5001 | 0 | 0 | 5 | 0 | 0 | 0 | 0 | 5 | 0 | 0 | 0 | 0 | 0
26.5001 | 0 | 0 | 5 | 0 | 0 | 0 | 0 | 5 | 0 | 0 | 0 | 0 | 0 | 26.5001 | 0 | 0 | 5 | 0 | 0 | 0 | 0 | 5 | 0 | 0 | 0 | 0 | 0
26.5001 | 0 | 0 | 5 | 0 | 0 | 0 | 0 | 5 | 0 | 0 | 0 | 0 | 0 | 26.5001 | 0 | 0 | 5 | 0 | 0 | 0 | 0 | 5 | 0 | 0 | 0 | 0 | 0
26.5001 | 0 | 0 | 5 | 0 | 0 | 0 | 0 | 5 | 0 | 0 | 0 | 0 | 0 | 26.5001 | 0 | 0 | 5 | 0 | 0 | 0 | 0 | 5 | 0 | 0 | 0 | 0 | 0
26.5001 | 0 | 0 | 5 | 0 | 0 | 0 | 0 | 5 | 0 | 0 | 0 | 0 | 0 | 26.5001 | 0 | 0 | 5 | 0 | 0 | 0 | 0 | 5 | 0 | 0 | 0 | 0 | 0
26.5001 | 0 | 0 | 5 | 0 | 0 | 0 | 0 | 5 | 0 | 0 | 0 | 0 | 0 | 26.5001 | 0 | 0 | 5 | 0 | 0 | 0 | 0 | 5 | 0 | 0 | 0 | 0 | 0
26.5001 | 0 | 0 | 5 | 0 | 0 | 0 | 0 | 5 | 0 | 0 | 0 | 0 | 0 | 26.5001 | 0 | 0 | 5 | 0 | 0 | 0 | 0 | 5 | 0 | 0 | 0 | 0 | 0
26.5001 | 0 | 0 | 5 | 0 | 0 | 0 | 0 | 5 | 0 | 0 | 0 | 0 | 0 | 26.5001 | 0 | 0 | 5 | 0 | 0 | 0 | 0 | 5 | 0 | 0 | 0 | 0 | 0
26.5001 | 0 | 0 | 5 | 0 | 0 | 0 | 0 | 5 | 0 | 0 | 0 | 0 | 0 | 26.5001 | 0 | 0 | 5 | 0 | 0 | 0 | 0 | 5 | 0 | 0 | 0 | 0 | 0
26.5001 | 0 | 0 | 5 | 0 | 0 | 0 | 0 | 5 | 0 | 0 | 0 | 0 | 0 | 26.5001 | 0 | 0 | 5 | 0 | 0 | 0 | 0 | 5 | 0 | 0 | 0 | 0 | 0
26.5001 | 0 | 0 | 5 | 0 | 0 | 0 | 0 | 5 | 0 | 0 | 0 | 0 | 0 | 26.5001 | 0 | 0 | 5 | 0 | 0 | 0 | 0 | 5 | 0 | 0 | 0 | 0 | 0
26.5001 | 0 | 0 | 5 | 0 | 0 | 0 | 0 | 5 | 0 | 0 | 0 | 0 | 0 | 26.5001 | 0 | 0 | 5 | 0 | 0 | 0 | 0 | 5 | 0 | 0 | 0 | 0 | 0
26.5001 | 0 | 0 | 5 | 0 | 0 | 0 | 0 | 5 | 0 | 0 | 0 | 0 | 0 | 26.5001 | 0 | 0 | 5 | 0 | 0 | 0 | 0 | 5 | 0 | 0 | 0 | 0 | 0
26.5001 | 0 | 0 | 5 | 0 | 0 | 0 | 0 | 5 | 0 | 0 | 0 | 0 | 0 | 26.5001 | 0 | 0 | 5 | 0 | 0 | 0 | 0 | 5 | 0 | 0 | 0 | 0 | 0
26.5001 | 0 | 0 | 5 | 0 | 0 | 0 | 0 | 5 | 0 | 0 | 0 | 0 | 0 | 26.5001 | 0 | 0 | 5 | 0 | 0 | 0 | 0 | 5 | 0 | 0 | 0 | 0 | 0
26.5001 | 0 | 0 | 5 | 0 | 0 | 0 | 0 | 5 | 0 | 0 | 0 | 0 | 0 | 26.5001 | 0 | 0 | 5 | 0 | 0 | 0 | 0 | 5 | 0 | 0 | 0 | 0 | 0
26.5001 | 0 | 0 | 5 | 0 | 0 | 0 | 0 | 5 | 0 | 0 | 0 | 0 | 0 | 26.5001 | 0 | 0 | 5 | 0 | 0 | 0 | 0 | 5 | 0 | 0 | 0 | 0 | 0
26.5001 | 0 | 0 | 5 | 0 | 0 | 0 | 0 | 5 | 0 | 0 | 0 | 0 | 0 | 26.5001 | 0 | 0 | 5 | 0 | 0 | 0 | 0 | 5 | 0 | 0 | 0 | 0 | 0
26.5001 | 0 | 0 | 5 | 0 | 0 | 0 | 0 | 5 | 0 | 0 | 0 | 0 | 0 | 26.5001 | 0 | 0 | 5 | 0 | 0 | 0 | 0 | 5 | 0 | 0 | 0 | 0 | 0
26.5001 | 0 | 0 | 5 | 0 | 0 | 0 | 0 | 5 | 0 | 0 | 0 | 0 | 0 | 26.5001 | 0 | 0 | 5 | 0 | 0 | 0 | 0 | 5 | 0 | 0 | 0 | 0 | 0
26.5001 | 0 | 0 | 5 | 0 | 0 | 0 | 0 | 5 | 0 | 0 | 0 | 0 | 0 | 26.5001 | 0 | 0 | 5 | 0 | 0 | 0 | 0 | 5 | 0 | 0 | 0 | 0 | 0
26.5001 | 0 | 0 | 5 | 0 | 0 | 0 | 0 | 5 | 0 | 0 | 0 | 0 | 0 | 26.5001 | 0 | 0 | 5 | 0 | 0 | 0 | 0 | 5 | 0 | 0 | 0 | 0 | 0
26.5001 | 0 | 0 | 5 | 0 | 0 | 0 | 0 | 5 | 0 | 0 | 0 | 0 | 0 | 26.5001 | 0 | 0 | 5 | 0 | 0 | 0 | 0 | 5 | 0 | 0 | 0 | 0 | 0
26.5001 | 0 | 0 | 5 | 0 | 0 | 0 | 0 | 5 | 0 | 0 | 0 | 0 | 0 | 26.5001 | 0 | 0 | 5 | 0 | 0 | 0 | 0 | 5 | 0 | 0 | 0 | 0 | 0
26.5001 | 0 | 0 | 5 | 0 | 0 | 0 | 0 | 5 | 0 | 0 | 0 | 0 | 0 | 26.5001 | 0 | 0 | 5 | 0 | 0 | 0 | 0 | 5 | 0 | 0 | 0 | 0 | 0
26.5001 | 0 | 0 | 5 | 0 | 0 | 0 | 0 | 5 | 0 | 0 | 0 | 0 | 0 | 26.5001 | 0 | 0 | 5 | 0 | 0 | 0 | 0 | 5 | 0 | 0 | 0 | 0 | 0
26.5001 | 0 | 0 | 5 | 0 | 0 | 0 | 0 | 5 | 0 | 0 | 0 | 0 | 0 | 26.5001 | 0 | 0 | 5 | 0 | 0 | 0 | 0 | 5 | 0 | 0 | 0 | 0 | 0
26.5001 | 0 | 0 | 5 | 0 | 0 | 0 | 0 | 5 | 0 | 0 | 0 | 0 | 0 | 26.5001 | 0 | 0 | 5 | 0 | 0 | 0 | 0 | 5 | 0 | 0 | 0 | 0 | 0
26.5001 | 0 | 0 | 5 | 0 | 0 | 0 | 0 | 5 | 0 | 0 | 0 | 0 | 0 | 26.5001 | 0 | 0 | 5 | 0 | 0 | 0 | 0 | 5 | 0 | 0 | 0 | 0 | 0
26.5001 | 0 | 0 | 5 | 0 | 0 | 0 | 0 | 5 | 0 | 0 | 0 | 0 | 0 | 26.5001 | 0 | 0 | 5 | 0 | 0 | 0 | 0 | 5 | 0 | 0 | 0 | 0 | 0
26.5001 | 0 | 0 | 5 | 0 | 0 | 0 | 0 | 5 | 0 | 0 | 0 | 0 | 0 | 26.5001 | 0 | 0 | 5 | 0 | 0 | 0 | 0 | 5 | 0 | 0 | 0 | 0 | 0
26.5001 | 0 | 0 | 5 | 0 | 0 | 0 | 0 | 5 | 0 | 0 | 0 | 0 | 0 | 26.5001 | 0 | 0 | 5 | 0 | 0 | 0 | 0 | 5 | 0 | 0 | 0 | 0 | 0
26.5001 | 0 | 0 | 5 | 0 | 0 | 0 | 0 | 5 | 0 | 0 | 0 | 0 | 0 | 26.5001 | 0 | 0 | 5 | 0 | 0 | 0 | 0 | 5 | 0 | 0 | 0 | 0 | 0
26.5001 | 0 | 0 | 5 | 0 | 0 | 0 | 0 | 5 | 0 | 0 | 0 | 0 | 0 | 26.5001 | 0 | 0 | 5 | 0 | 0 | 0 | 0 | 5 | 0 | 0 | 0 | 0 | 0
26.5001 | 0 | 0 | 5 | 0 | 0 | 0 | 0 | 5 | 0 | 0 | 0 | 0 | 0 | 26.5001 | 0 | 0 | 5 | 0 | 0 | 0 | 0 | 5 | 0 | 0 | 0 | 0 | 0
26.5001 | 0 | 0 | 5 | 0 | 0 | 0 | 0 | 5 | 0 | 0 | 0 | 0 | 0 | 26.5001 | 0 | 0 | 5 | 0 | 0 | 0 | 0 | 5 | 0 | 0 | 0 | 0 | 0
26.5001 | 0 | 0 | 5 | 0 | 0 | 0 | 0 | 5 | 0 | 0 | 0 | 0 | 0 | 26.5001 | 0 | 0 | 5 | 0 | 0 | 0 | 0 | 5 | 0 | 0 | 0 | 0 | 0
26.5001 | 0 | 0 | 5 | 0 | 0 | 0 | 0 | 5 | 0 | 0 | 0 | 0 | 0 | 26.5001 | 0 | 0 | 5 | 0 | 0 | 0 | 0 | 5 | 0 | 0 | 0 | 0 | 0
26.5001 | 0 | 0 | 5 | 0 | 0 | 0 | 0 | 5 | 0 | 0 | 0 | 0 | 0 | 26.5001 | 0 | 0 | 5 | 0 | 0 | 0 | 0 | 5 | 0 | 0 | 0 | 0 | 0
26.5001 | 0 | 0 | 5 | 0 | 0 | 0 | 0 | 5 | 0 | 0 | 0 | 0 | 0 | 26.5001 | 0 | 0 | 5 | 0 | 0 | 0 | 0 | 5 | 0 | 0 | 0 | 0 | 0
26.5001 | 0 | 0 | 5 | 0 | 0 | 0 | 0 | 5 | 0 | 0 | 0 | 0 | 0 | 26.5001 | 0 | 0 | 5 | 0 | 0 | 0 | 0 | 5 | 0 | 0 | 0 | 0 | 0
26.5001 | 0 | 0 | 5 | 0 | 0 | 0 | 0 | 5 | 0 | 0 | 0 | 0 | 0 | 26.5001 | 0 | 0 | 5 | 0 | 0 | 0 | 0 | 5 | 0 | 0 | 0 | 0 | 0
26.5001 | 0 | 0 | 5 | 0 | 0 | 0 | 0 | 5 | 0 | 0 | 0 | 0 | 0 | 26.5001 | 0 | 0 | 5 | 0 | 0 | 0 | 0 | 5 | 0 | 0 | 0 | 0 | 0
26.5001 | 0 | 0 | 5 | 0 | 0 | 0 | 0 | 5 | 0 | 0 | 0 | 0 | 0 | 26.5001 | 0 | 0 | 5 | 0 | 0 | 0 | 0 | 5 | 0 | 0 | 0 | 0 | 0
26.5001 | 0 | 0 | 5 | 0 | 0 | 0 | 0 | 5 | 0 | 0 | 0 | 0 | 0 | 26.5001 | 0 | 0 | 5 | 0 | 0 | 0 | 0 | 5 | 0 | 0 | 0 | 0 | 0
26.5001 | 0 | 0 | 5 | 0 | 0 | 0 | 0 | 5 | 0 | 0 | 0 | 0 | 0 | 26.5001 | 0 | 0 | 5 | 0 | 0 | 0 | 0 | 5 | 0 | 0 | 0 | 0 | 0
26.5001 | 0 | 0 | 5 | 0 | 0 | 0 | 0 | 5 | 0 | 0 | 0 | 0 | 0 | 26.5001 | 0 | 0 | 5 | 0 | 0 | 0 | 0 | 5 | 0 | 0 | 0 | 0 | 0
26.5001 | 0 | 0 | 5 | 0 | 0 | 0 | 0 | 5 | 0 | 0 | 0 | 0 | 0 | 26.5001 | 0 | 0 | 5 | 0 | 0 | 0 | 0 | 5 | 0 | 0 | 0 | 0 | 0
26.5001 | 0 | 0 | 5 | 0 | 0 | 0 | 0 | 5 | 0 | 0 | 0 | 0 | 0 | 26.5001 | 0 | 0 | 5 | 0 | 0 | 0 | 0 | 5 | 0 | 0 | 0 | 0 | 0

## Calibration (hidden)
T_0 | 290 | jitter1H1s | 0.8 | kBw | 4.9287e-14 |  | MagKnown | 0.707 | [24 empty] | 0.70711 | [13 empty] | Cal Breakdown
k_mw | 1.3806e-20 | kT0dB | -173.9753 | BW | 3570000 |  | MagLimited | 0.409 |  |  |  |  | Mismatch power | [23 empty] | Contributors
| Ambients |  |  | Actives | [10 empty] | Prec Partials |  |  |  | time |  |  | Ujitter |  |  | Umatch | [11 empty] | Deltas*Partials | [21 empty] | total
F GHz | Thot | Tcold | TFFamb | Tpreamp | Tffactive | Gpreamp | Phot | Pcold | Prec | TUC | GUC | PUC | PC | PH | PC | PH | TH | PR | cold | hot | rec | cold | hot | rec | ¦G¦ rec | conf rec | ¦G¦ hot | ¦G¦ cold | vnR | ¦S22DUT¦ | U(PH)¦mm | U(PH)¦c1 | UmatchHot | U(PC)¦c1GC | U(PC)¦c1S22 | UMatchCold | PC jitter | PC match | PC total | Ph jitter | Ph match | Ph total | Pr total | Th total | PrecUnc | TDUT | PrecUnc |  | PC jitter |  | PC match |  | Ph jitter |  | Ph match |  | Prec jitter |  | Rec Jitter
0.1 | 4886.1903 | 296 | 296 | 864.5108 | 3340.2132 | 40.9826 | 1.1781e-08 | 2.5088e-09 | 1.7922e-10 | 864.5108 | 40.9826 | 1.7463e-09 | 1.7463e-09 | 9.8698e-09 | 1.0645 | 0.064485 | 1.3026e-13 | -1 | 5.5 | 4.4501 | 1.0499 | 0.00018054 | 0.00020071 | 0.00041323 | 0.17783 | 0.40854 | 0.22 | 0.12 | 0 | 0.31623 | 3.155e-10 | 0 | 3.155e-10 | 0 | 0 | 0 | 4.8214e-13 | 0 | 4.8214e-13 | 1.5248e-13 | 2.0345e-11 | 2.0345e-11 | 7.4059e-14 | 7.3698e-12 | 2.1645e-11 | 438.4471 | 0.21431 | 0.0012775 | 0.0047739 | 2.8461e-05 | 0 | 0 | 0.0015097 | 9.0007e-06 | 0.20144 | 0.0012008 | 0.00073328 | 4.3718e-06 | 0.0050603 | 3.0169e-05
0.628 | 4886.1903 | 296 | 296 | 864.5108 | 3340.2132 | 42.2988 | 1.2154e-08 | 2.5841e-09 | 1.7922e-10 | 864.5108 | 42.2988 | 1.8023e-09 | 1.8023e-09 | 1.0187e-08 | 1.0645 | 0.064485 | 1.3444e-13 | -1 | 5.5 | 4.4764 | 1.0236 | 0.00018054 | 0.00020012 | 0.00041849 | 0.17783 | 0.40854 | 0.22 | 0.12 | 0 | 0.31623 | 3.2563e-10 | 0 | 3.2563e-10 | 0 | 0 | 0 | 4.9661e-13 | 0 | 4.9661e-13 | 1.5684e-13 | 2.0998e-11 | 2.0999e-11 | 7.5002e-14 | 7.6065e-12 | 2.234e-11 | 438.4471 | 0.21431 | 0.0012775 | 0.0047641 | 2.8403e-05 | 0 | 0 | 0.0015046 | 8.9704e-06 | 0.20144 | 0.0012008 | 0.00071951 | 4.2897e-06 | 0.0050476 | 3.0093e-05
1.156 | 4886.1903 | 296 | 296 | 864.5108 | 3340.2132 | 43.6572 | 1.2539e-08 | 2.6618e-09 | 1.7922e-10 | 864.5108 | 43.6572 | 1.8602e-09 | 1.8602e-09 | 1.0514e-08 | 1.0645 | 0.064485 | 1.3876e-13 | -1 | 5.5 | 4.5021 | 0.9979 | 0.00018054 | 0.00019955 | 0.00042385 | 0.17783 | 0.40854 | 0.22 | 0.12 | 0 | 0.31623 | 3.3608e-10 | 0 | 3.3608e-10 | 0 | 0 | 0 | 5.1154e-13 | 0 | 5.1154e-13 | 1.6135e-13 | 2.1673e-11 | 2.1673e-11 | 7.5962e-14 | 7.8508e-12 | 2.3057e-11 | 438.4471 | 0.21431 | 0.0012775 | 0.0047547 | 2.8347e-05 | 0 | 0 | 0.0014997 | 8.941e-06 | 0.20144 | 0.0012008 | 0.00070605 | 4.2094e-06 | 0.0050353 | 3.002e-05
1.684 | 4886.1903 | 296 | 296 | 864.5108 | 3340.2132 | 45.0593 | 1.2936e-08 | 2.742e-09 | 1.7922e-10 | 864.5108 | 45.0593 | 1.92e-09 | 1.92e-09 | 1.0852e-08 | 1.0645 | 0.064485 | 1.4321e-13 | -1 | 5.5 | 4.5273 | 0.97267 | 0.00018054 | 0.00019899 | 0.00042931 | 0.17783 | 0.40854 | 0.22 | 0.12 | 0 | 0.31623 | 3.4688e-10 | 0 | 3.4688e-10 | 0 | 0 | 0 | 5.2696e-13 | 0 | 5.2696e-13 | 1.66e-13 | 2.2369e-11 | 2.2369e-11 | 7.6941e-14 | 8.1029e-12 | 2.3797e-11 | 438.4471 | 0.21431 | 0.0012775 | 0.0047455 | 2.8292e-05 | 0 | 0 | 0.0014949 | 8.9124e-06 | 0.20144 | 0.0012008 | 0.0006929 | 4.131e-06 | 0.0050234 | 2.9949e-05
2.212 | 4886.1903 | 296 | 296 | 864.5108 | 6953.2276 | 46.5063 | 1.3524e-08 | 3.0028e-09 | 3.573e-10 | 864.5108 | 46.5063 | 1.9816e-09 | 1.9816e-09 | 1.12e-08 | 1.0645 | 0.064485 | 1.4781e-13 | -1 | 5.5 | 3.9016 | 1.5984 | 0.00018054 | 0.00021436 | 0.0003349 | 0.17783 | 0.40854 | 0.22 | 0.12 | 0 | 0.31623 | 3.5802e-10 | 0 | 3.5802e-10 | 0 | 0 | 0 | 5.7709e-13 | 0 | 5.7709e-13 | 1.8694e-13 | 2.3087e-11 | 2.3088e-11 | 1.1966e-13 | 8.3631e-12 | 2.4563e-11 | 438.4471 | 0.21432 | 0.0012776 | 0.0050353 | 3.002e-05 | 0 | 0 | 0.0016312 | 9.7248e-06 | 0.20144 | 0.0012008 | 0.001044 | 6.2245e-06 | 0.0053949 | 3.2164e-05
2.74 | 4886.1903 | 296 | 296 | 864.5108 | 4280.1676 | 47.9999 | 1.3816e-08 | 2.9565e-09 | 2.2555e-10 | 864.5108 | 47.9999 | 2.0453e-09 | 2.0453e-09 | 1.156e-08 | 1.0645 | 0.064485 | 1.5256e-13 | -1 | 5.5 | 4.3889 | 1.1111 | 0.00018054 | 0.00020211 | 0.00040168 | 0.17783 | 0.40854 | 0.22 | 0.12 | 0 | 0.31623 | 3.6952e-10 | 0 | 3.6952e-10 | 0 | 0 | 0 | 5.6818e-13 | 0 | 5.6818e-13 | 1.8006e-13 | 2.3828e-11 | 2.3829e-11 | 9.0598e-14 | 8.6317e-12 | 2.5351e-11 | 438.4471 | 0.21431 | 0.0012775 | 0.0048033 | 2.8637e-05 | 0 | 0 | 0.0015222 | 9.0752e-06 | 0.20144 | 0.0012008 | 0.0007659 | 4.5662e-06 | 0.0050966 | 3.0386e-05
3.268 | 4886.1903 | 296 | 296 | 864.5108 | 4280.1676 | 49.5414 | 1.4253e-08 | 3.0447e-09 | 2.2555e-10 | 864.5108 | 49.5414 | 2.1109e-09 | 2.1109e-09 | 1.1931e-08 | 1.0645 | 0.064485 | 1.5746e-13 | -1 | 5.5 | 4.4162 | 1.0838 | 0.00018054 | 0.00020148 | 0.00040672 | 0.17783 | 0.40854 | 0.22 | 0.12 | 0 | 0.31623 | 3.8138e-10 | 0 | 3.8138e-10 | 0 | 0 | 0 | 5.8513e-13 | 0 | 5.8513e-13 | 1.8518e-13 | 2.4594e-11 | 2.4594e-11 | 9.1734e-14 | 8.9089e-12 | 2.6165e-11 | 438.4471 | 0.21431 | 0.0012775 | 0.0047927 | 2.8573e-05 | 0 | 0 | 0.0015168 | 9.0428e-06 | 0.20144 | 0.0012008 | 0.00075137 | 4.4796e-06 | 0.0050828 | 3.0303e-05
3.796 | 4886.1903 | 296 | 296 | 864.5108 | 4280.1676 | 51.1324 | 1.4704e-08 | 3.1357e-09 | 2.2555e-10 | 864.5108 | 51.1324 | 2.1787e-09 | 2.1787e-09 | 1.2314e-08 | 1.0645 | 0.064485 | 1.6251e-13 | -1 | 5.5 | 4.4431 | 1.0569 | 0.00018054 | 0.00020087 | 0.00041185 | 0.17783 | 0.40854 | 0.22 | 0.12 | 0 | 0.31623 | 3.9363e-10 | 0 | 3.9363e-10 | 0 | 0 | 0 | 6.0262e-13 | 0 | 6.0262e-13 | 1.9046e-13 | 2.5383e-11 | 2.5384e-11 | 9.2892e-14 | 9.195e-12 | 2.7005e-11 | 438.4471 | 0.21431 | 0.0012775 | 0.0047823 | 2.8512e-05 | 0 | 0 | 0.0015115 | 9.0113e-06 | 0.20144 | 0.0012008 | 0.00073718 | 4.395e-06 | 0.0050694 | 3.0223e-05
4.324 | 4886.1903 | 296 | 296 | 627.0605 | 4280.1676 | 52.7745 | 1.4552e-08 | 2.6119e-09 | 2.2555e-10 | 627.0605 | 52.7745 | 1.6311e-09 | 1.6311e-09 | 1.271e-08 | 1.0645 | 0.064485 | 1.6773e-13 | -1 | 5.5 | 4.4342 | 1.0658 | 0.00018054 | 0.00020107 | 0.00041012 | 0.39811 | 0.40854 | 0.22 | 0.12 | 0 | 0.31623 | 9.0953e-10 | 0 | 9.0953e-10 | 0 | 0 | 0 | 5.0197e-13 | 0 | 5.0197e-13 | 1.8868e-13 | 5.8651e-11 | 5.8652e-11 | 9.2502e-14 | 9.4903e-12 | 5.9417e-11 | 438.4471 | 0.45685 | 0.0027229 | 0.0038597 | 2.3011e-05 | 0 | 0 | 0.0014507 | 8.6492e-06 | 0.45097 | 0.0026878 | 0.00071125 | 4.2404e-06 | 0.0041842 | 2.4946e-05
4.852 | 4886.1903 | 296 | 296 | 627.0605 | 6953.2276 | 54.4693 | 1.5144e-08 | 2.8208e-09 | 3.573e-10 | 627.0605 | 54.4693 | 1.6834e-09 | 1.6834e-09 | 1.3118e-08 | 1.0645 | 0.064485 | 1.7312e-13 | -1 | 5.5 | 4.0267 | 1.4733 | 0.00018054 | 0.000211 | 0.00034883 | 0.39811 | 0.40854 | 0.22 | 0.12 | 0 | 0.31623 | 9.3874e-10 | 0 | 9.3874e-10 | 0 | 0 | 0 | 5.4211e-13 | 0 | 5.4211e-13 | 2.0605e-13 | 6.0535e-11 | 6.0535e-11 | 1.2464e-13 | 9.7951e-12 | 6.1325e-11 | 438.4471 | 0.45686 | 0.0027229 | 0.0040386 | 2.4078e-05 | 0 | 0 | 0.001535 | 9.1518e-06 | 0.45097 | 0.0026878 | 0.00092851 | 5.5357e-06 | 0.0044191 | 2.6346e-05
5.38 | 4886.1903 | 296 | 296 | 627.0605 | 6953.2276 | 56.2186 | 1.5619e-08 | 2.9004e-09 | 3.573e-10 | 627.0605 | 56.2186 | 1.7375e-09 | 1.7375e-09 | 1.3539e-08 | 1.0645 | 0.064485 | 1.7868e-13 | -1 | 5.5 | 4.0598 | 1.4402 | 0.00018054 | 0.00021014 | 0.00035282 | 0.39811 | 0.40854 | 0.22 | 0.12 | 0 | 0.31623 | 9.6889e-10 | 0 | 9.6889e-10 | 0 | 0 | 0 | 5.574e-13 | 0 | 5.574e-13 | 2.1165e-13 | 6.2479e-11 | 6.2479e-11 | 1.2606e-13 | 1.011e-11 | 6.3295e-11 | 438.4471 | 0.45686 | 0.0027229 | 0.0040233 | 2.3987e-05 | 0 | 0 | 0.0015277 | 9.108e-06 | 0.45097 | 0.0026878 | 0.00090989 | 5.4247e-06 | 0.0043987 | 2.6225e-05
5.908 | 4886.1903 | 296 | 296 | 627.0605 | 6953.2276 | 58.024 | 1.611e-08 | 2.9825e-09 | 3.573e-10 | 627.0605 | 58.024 | 1.7933e-09 | 1.7933e-09 | 1.3974e-08 | 1.0645 | 0.064485 | 1.8442e-13 | -1 | 5.5 | 4.0925 | 1.4075 | 0.00018054 | 0.0002093 | 0.00035688 | 0.39811 | 0.40854 | 0.22 | 0.12 | 0 | 0.31623 | 1e-09 | 0 | 1e-09 | 0 | 0 | 0 | 5.7319e-13 | 0 | 5.7319e-13 | 2.1743e-13 | 6.4485e-11 | 6.4486e-11 | 1.2751e-13 | 1.0434e-11 | 6.5327e-11 | 438.4471 | 0.45686 | 0.0027229 | 0.0040085 | 2.3898e-05 | 0 | 0 | 0.0015206 | 9.0654e-06 | 0.45097 | 0.0026878 | 0.00089174 | 5.3165e-06 | 0.004379 | 2.6107e-05
6.436 | 4886.1903 | 296 | 296 | 438.4471 | 6953.2276 | 59.8875 | 1.6059e-08 | 2.5106e-09 | 3.573e-10 | 438.4471 | 59.8875 | 1.2942e-09 | 1.2942e-09 | 1.4423e-08 | 1.0645 | 0.064485 | 1.9034e-13 | -1 | 5.5 | 4.0892 | 1.4108 | 0.00018054 | 0.00020938 | 0.00035647 | 0.39811 | 0.40854 | 0.22 | 0.12 | 0 | 0.31623 | 1.0321e-09 | 0 | 1.0321e-09 | 0 | 0 | 0 | 4.8249e-13 | 0 | 4.8249e-13 | 2.1683e-13 | 6.6556e-11 | 6.6557e-11 | 1.2736e-13 | 1.0769e-11 | 6.7424e-11 | 438.4471 | 0.45685 | 0.0027229 | 0.0032692 | 1.9491e-05 | 0 | 0 | 0.0014692 | 8.7594e-06 | 0.45097 | 0.0026878 | 0.00086299 | 5.1451e-06 | 0.0036866 | 2.1979e-05
6.964 | 4886.1903 | 296 | 296 | 438.4471 | 6953.2276 | 61.8107 | 1.6564e-08 | 2.5802e-09 | 3.573e-10 | 438.4471 | 61.8107 | 1.3357e-09 | 1.3357e-09 | 1.4886e-08 | 1.0645 | 0.064485 | 1.9645e-13 | -1 | 5.5 | 4.1214 | 1.3786 | 0.00018054 | 0.00020856 | 0.00036061 | 0.39811 | 0.40854 | 0.22 | 0.12 | 0 | 0.31623 | 1.0653e-09 | 0 | 1.0653e-09 | 0 | 0 | 0 | 4.9587e-13 | 0 | 4.9587e-13 | 2.2277e-13 | 6.8694e-11 | 6.8694e-11 | 1.2884e-13 | 1.1115e-11 | 6.959e-11 | 438.4471 | 0.45685 | 0.0027229 | 0.0032553 | 1.9408e-05 | 0 | 0 | 0.0014625 | 8.7193e-06 | 0.45097 | 0.0026878 | 0.00084585 | 5.0429e-06 | 0.0036676 | 2.1866e-05
7.492 | 4886.1903 | 296 | 296 | 438.4471 | 6953.2276 | 63.7958 | 1.7085e-08 | 2.6521e-09 | 3.573e-10 | 438.4471 | 63.7958 | 1.3786e-09 | 1.3786e-09 | 1.5364e-08 | 1.0645 | 0.064485 | 2.0276e-13 | -1 | 5.5 | 4.1531 | 1.3469 | 0.00018054 | 0.00020776 | 0.00036483 | 0.39811 | 0.40854 | 0.22 | 0.12 | 0 | 0.31623 | 1.0995e-09 | 0 | 1.0995e-09 | 0 | 0 | 0 | 5.0968e-13 | 0 | 5.0968e-13 | 2.289e-13 | 7.09e-11 | 7.09e-11 | 1.3035e-13 | 1.1472e-11 | 7.1824e-11 | 438.4471 | 0.45685 | 0.0027229 | 0.0032419 | 1.9328e-05 | 0 | 0 | 0.001456 | 8.6803e-06 | 0.45097 | 0.0026878 | 0.00082913 | 4.9432e-06 | 0.0036493 | 2.1757e-05
8.02 | 4886.1903 | 296 | 296 | 438.4471 | 5463.5002 | 65.8446 | 1.7549e-08 | 2.6528e-09 | 2.8387e-10 | 438.4471 | 65.8446 | 1.4229e-09 | 1.4229e-09 | 1.5857e-08 | 1.0645 | 0.064485 | 2.0927e-13 | -1 | 5.5 | 4.397 | 1.103 | 0.00018054 | 0.00020192 | 0.00040316 | 0.39811 | 0.40854 | 0.22 | 0.12 | 0 | 0.31623 | 1.1348e-09 | 0 | 1.1348e-09 | 0 | 0 | 0 | 5.0982e-13 | 0 | 5.0982e-13 | 2.2851e-13 | 7.3177e-11 | 7.3177e-11 | 1.1445e-13 | 1.1841e-11 | 7.4131e-11 | 438.4471 | 0.45685 | 0.0027228 | 0.0031419 | 1.8732e-05 | 0 | 0 | 0.0014082 | 8.3957e-06 | 0.45097 | 0.0026878 | 0.0007053 | 4.2049e-06 | 0.0035145 | 2.0953e-05
8.548 | 4886.1903 | 296 | 296 | 438.4471 | 5463.5002 | 67.9592 | 1.8104e-08 | 2.7293e-09 | 2.8387e-10 | 438.4471 | 67.9592 | 1.4686e-09 | 1.4686e-09 | 1.6366e-08 | 1.0645 | 0.064485 | 2.16e-13 | -1 | 5.5 | 4.4242 | 1.0758 | 0.00018054 | 0.0002013 | 0.00040822 | 0.39811 | 0.40854 | 0.22 | 0.12 | 0 | 0.31623 | 1.1712e-09 | 0 | 1.1712e-09 | 0 | 0 | 0 | 5.2453e-13 | 0 | 5.2453e-13 | 2.3501e-13 | 7.5527e-11 | 7.5527e-11 | 1.1588e-13 | 1.2221e-11 | 7.6511e-11 | 438.4471 | 0.45685 | 0.0027228 | 0.003132 | 1.8672e-05 | 0 | 0 | 0.0014032 | 8.3659e-06 | 0.45097 | 0.0026878 | 0.00069193 | 4.1253e-06 | 0.003501 | 2.0873e-05
9.076 | 4886.1903 | 296 | 296 | 438.4471 | 5463.5002 | 70.1417 | 1.8677e-08 | 2.8083e-09 | 2.8387e-10 | 438.4471 | 70.1417 | 1.5158e-09 | 1.5158e-09 | 1.6892e-08 | 1.0645 | 0.064485 | 2.2293e-13 | -1 | 5.5 | 4.4509 | 1.0491 | 0.00018054 | 0.00020069 | 0.00041339 | 0.39811 | 0.40854 | 0.22 | 0.12 | 0 | 0.31623 | 1.2088e-09 | 0 | 1.2088e-09 | 0 | 0 | 0 | 5.3971e-13 | 0 | 5.3971e-13 | 2.4171e-13 | 7.7952e-11 | 7.7953e-11 | 1.1735e-13 | 1.2613e-11 | 7.8969e-11 | 438.4471 | 0.45685 | 0.0027228 | 0.0031224 | 1.8615e-05 | 0 | 0 | 0.0013984 | 8.3369e-06 | 0.45097 | 0.0026878 | 0.00067888 | 4.0474e-06 | 0.0034879 | 2.0794e-05
9.604 | 4886.1903 | 296 | 296 | 438.4471 | 5463.5002 | 72.3942 | 1.9268e-08 | 2.8899e-09 | 2.8387e-10 | 438.4471 | 72.3942 | 1.5644e-09 | 1.5644e-09 | 1.7435e-08 | 1.0645 | 0.064485 | 2.3009e-13 | -1 | 5.5 | 4.4771 | 1.0229 | 0.00018054 | 0.0002001 | 0.00041865 | 0.39811 | 0.40854 | 0.22 | 0.12 | 0 | 0.31623 | 1.2477e-09 | 0 | 1.2477e-09 | 0 | 0 | 0 | 5.5539e-13 | 0 | 5.5539e-13 | 2.4863e-13 | 8.0456e-11 | 8.0456e-11 | 1.1884e-13 | 1.3018e-11 | 8.1505e-11 | 438.4471 | 0.45685 | 0.0027228 | 0.003113 | 1.856e-05 | 0 | 0 | 0.0013936 | 8.3087e-06 | 0.45097 | 0.0026878 | 0.00066613 | 3.9714e-06 | 0.0034752 | 2.0719e-05
10.132 | 4886.1903 | 296 | 296 | 438.4471 | 5463.5002 | 74.7192 | 1.9878e-08 | 2.974e-09 | 2.8387e-10 | 438.4471 | 74.7192 | 1.6147e-09 | 1.6147e-09 | 1.7994e-08 | 1.0645 | 0.064485 | 2.3748e-13 | -1 | 5.5 | 4.5028 | 0.99716 | 0.00018054 | 0.00019953 | 0.00042401 | 0.39811 | 0.40854 | 0.22 | 0.12 | 0 | 0.31623 | 1.2877e-09 | 0 | 1.2877e-09 | 0 | 0 | 0 | 5.7156e-13 | 0 | 5.7156e-13 | 2.5577e-13 | 8.304e-11 | 8.304e-11 | 1.2036e-13 | 1.3437e-11 | 8.4122e-11 | 438.4471 | 0.45685 | 0.0027228 | 0.003104 | 1.8506e-05 | 0 | 0 | 0.001389 | 8.2814e-06 | 0.45097 | 0.0026878 | 0.00065367 | 3.8971e-06 | 0.0034629 | 2.0645e-05
10.66 | 4886.1903 | 296 | 296 | 438.4471 | 5463.5002 | 77.1188 | 2.0508e-08 | 3.0609e-09 | 2.8387e-10 | 438.4471 | 77.1188 | 1.6665e-09 | 1.6665e-09 | 1.8572e-08 | 1.0645 | 0.064485 | 2.4511e-13 | -1 | 5.5 | 4.528 | 0.97195 | 0.00018054 | 0.00019898 | 0.00042947 | 0.39811 | 0.40854 | 0.22 | 0.12 | 0 | 0.31623 | 1.3291e-09 | 0 | 1.3291e-09 | 0 | 0 | 0 | 5.8825e-13 | 0 | 5.8825e-13 | 2.6314e-13 | 8.5706e-11 | 8.5707e-11 | 1.2191e-13 | 1.3868e-11 | 8.6824e-11 | 438.4471 | 0.45685 | 0.0027228 | 0.0030953 | 1.8454e-05 | 0 | 0 | 0.0013846 | 8.2548e-06 | 0.45097 | 0.0026878 | 0.00064149 | 3.8245e-06 | 0.003451 | 2.0574e-05
11.188 | 4886.1903 | 296 | 296 | 438.4471 | 5463.5002 | 79.5954 | 2.1158e-08 | 3.1506e-09 | 2.8387e-10 | 438.4471 | 79.5954 | 1.7201e-09 | 1.7201e-09 | 1.9169e-08 | 1.0645 | 0.064485 | 2.5298e-13 | -1 | 5.5 | 4.5528 | 0.94724 | 0.00018054 | 0.00019844 | 0.00043504 | 0.39811 | 0.40854 | 0.22 | 0.12 | 0 | 0.31623 | 1.3718e-09 | 0 | 1.3718e-09 | 0 | 0 | 0 | 6.0548e-13 | 0 | 6.0548e-13 | 2.7074e-13 | 8.8459e-11 | 8.8459e-11 | 1.2349e-13 | 1.4313e-11 | 8.9612e-11 | 438.4471 | 0.45685 | 0.0027228 | 0.0030868 | 1.8403e-05 | 0 | 0 | 0.0013803 | 8.229e-06 | 0.45097 | 0.0026878 | 0.00062958 | 3.7535e-06 | 0.0034394 | 2.0506e-05
11.716 | 4886.1903 | 296 | 296 | 438.4471 | 5463.5002 | 82.1516 | 2.1829e-08 | 3.2431e-09 | 2.8387e-10 | 438.4471 | 82.1516 | 1.7753e-09 | 1.7753e-09 | 1.9784e-08 | 1.0645 | 0.064485 | 2.611e-13 | -1 | 5.5 | 4.577 | 0.92301 | 0.00018054 | 0.00019791 | 0.00044071 | 0.39811 | 0.40854 | 0.22 | 0.12 | 0 | 0.31623 | 1.4158e-09 | 0 | 1.4158e-09 | 0 | 0 | 0 | 6.2327e-13 | 0 | 6.2327e-13 | 2.7859e-13 | 9.13e-11 | 9.13e-11 | 1.251e-13 | 1.4773e-11 | 9.249e-11 | 438.4471 | 0.45685 | 0.0027228 | 0.0030786 | 1.8354e-05 | 0 | 0 | 0.0013761 | 8.204e-06 | 0.45097 | 0.0026878 | 0.00061795 | 3.6842e-06 | 0.0034283 | 2.0439e-05
12.244 | 4886.1903 | 296 | 296 | 438.4471 | 5463.5002 | 84.7899 | 2.2521e-08 | 3.3386e-09 | 2.8387e-10 | 438.4471 | 84.7899 | 1.8323e-09 | 1.8323e-09 | 2.042e-08 | 1.0645 | 0.064485 | 2.6949e-13 | -1 | 5.5 | 4.6007 | 0.89927 | 0.00018054 | 0.0001974 | 0.00044649 | 0.39811 | 0.40854 | 0.22 | 0.12 | 0 | 0.31623 | 1.4613e-09 | 0 | 1.4613e-09 | 0 | 0 | 0 | 6.4162e-13 | 0 | 6.4162e-13 | 2.8668e-13 | 9.4232e-11 | 9.4232e-11 | 1.2674e-13 | 1.5248e-11 | 9.546e-11 | 438.4471 | 0.45685 | 0.0027228 | 0.0030706 | 1.8307e-05 | 0 | 0 | 0.001372 | 8.1796e-06 | 0.45097 | 0.0026878 | 0.00060657 | 3.6163e-06 | 0.0034175 | 2.0375e-05
12.772 | 4886.1903 | 296 | 296 | 438.4471 | 5463.5002 | 87.5129 | 2.3236e-08 | 3.4372e-09 | 2.8387e-10 | 438.4471 | 87.5129 | 1.8911e-09 | 1.8911e-09 | 2.1076e-08 | 1.0645 | 0.064485 | 2.7814e-13 | -1 | 5.5 | 4.624 | 0.87602 | 0.00018054 | 0.0001969 | 0.00045237 | 0.39811 | 0.40854 | 0.22 | 0.12 | 0 | 0.31623 | 1.5082e-09 | 0 | 1.5082e-09 | 0 | 0 | 0 | 6.6056e-13 | 0 | 6.6056e-13 | 2.9503e-13 | 9.7258e-11 | 9.7259e-11 | 1.2842e-13 | 1.5737e-11 | 9.8526e-11 | 438.4471 | 0.45685 | 0.0027228 | 0.0030629 | 1.8261e-05 | 0 | 0 | 0.001368 | 8.156e-06 | 0.45097 | 0.0026878 | 0.00059544 | 3.55e-06 | 0.003407 | 2.0312e-05
13.3 | 4886.1903 | 296 | 296 | 438.4471 | 11189.7421 | 90.3233 | 2.4256e-08 | 3.8211e-09 | 5.661e-10 | 438.4471 | 90.3233 | 1.9519e-09 | 1.9519e-09 | 2.1752e-08 | 1.0645 | 0.064485 | 2.8708e-13 | -1 | 5.5 | 4.0384 | 1.4616 | 0.00018054 | 0.00021069 | 0.00035022 | 0.39811 | 0.40854 | 0.22 | 0.12 | 0 | 0.31623 | 1.5567e-09 | 0 | 1.5567e-09 | 0 | 0 | 0 | 7.3435e-13 | 0 | 7.3435e-13 | 3.2955e-13 | 1.0038e-10 | 1.0038e-10 | 1.9826e-13 | 1.6243e-11 | 1.0169e-10 | 438.4471 | 0.45685 | 0.0027229 | 0.0032991 | 1.9669e-05 | 0 | 0 | 0.0014805 | 8.8269e-06 | 0.45097 | 0.0026878 | 0.0008907 | 5.3103e-06 | 0.0037242 | 2.2203e-05
13.828 | 4886.1903 | 296 | 296 | 438.4471 | 11189.7421 | 93.2241 | 2.5017e-08 | 3.9261e-09 | 5.661e-10 | 438.4471 | 93.2241 | 2.0146e-09 | 2.0146e-09 | 2.2451e-08 | 1.0645 | 0.064485 | 2.963e-13 | -1 | 5.5 | 4.0713 | 1.4287 | 0.00018054 | 0.00020984 | 0.00035423 | 0.39811 | 0.40854 | 0.22 | 0.12 | 0 | 0.31623 | 1.6066e-09 | 0 | 1.6066e-09 | 0 | 0 | 0 | 7.5453e-13 | 0 | 7.5453e-13 | 3.3852e-13 | 1.0361e-10 | 1.0361e-10 | 2.0053e-13 | 1.6764e-11 | 1.0496e-10 | 438.4471 | 0.45685 | 0.0027229 | 0.0032843 | 1.9581e-05 | 0 | 0 | 0.0014735 | 8.7849e-06 | 0.45097 | 0.0026878 | 0.00087287 | 5.204e-06 | 0.003704 | 2.2083e-05
14.356 | 4886.1903 | 296 | 296 | 438.4471 | 11189.7421 | 96.2179 | 2.5803e-08 | 4.0345e-09 | 5.661e-10 | 438.4471 | 96.2179 | 2.0793e-09 | 2.0793e-09 | 2.3172e-08 | 1.0645 | 0.064485 | 3.0581e-13 | -1 | 5.5 | 4.1038 | 1.3962 | 0.00018054 | 0.00020901 | 0.00035833 | 0.39811 | 0.40854 | 0.22 | 0.12 | 0 | 0.31623 | 1.6582e-09 | 0 | 1.6582e-09 | 0 | 0 | 0 | 7.7536e-13 | 0 | 7.7536e-13 | 3.4777e-13 | 1.0693e-10 | 1.0693e-10 | 2.0285e-13 | 1.7303e-11 | 1.0833e-10 | 438.4471 | 0.45685 | 0.0027229 | 0.00327 | 1.9495e-05 | 0 | 0 | 0.0014667 | 8.7441e-06 | 0.45097 | 0.0026878 | 0.00085549 | 5.1003e-06 | 0.0036845 | 2.1967e-05
14.884 | 4886.1903 | 296 | 296 | 438.4471 | 11189.7421 | 99.3079 | 2.6614e-08 | 4.1464e-09 | 5.661e-10 | 438.4471 | 99.3079 | 2.146e-09 | 2.146e-09 | 2.3916e-08 | 1.0645 | 0.064485 | 3.1563e-13 | -1 | 5.5 | 4.1358 | 1.3642 | 0.00018054 | 0.0002082 | 0.0003625 | 0.39811 | 0.40854 | 0.22 | 0.12 | 0 | 0.31623 | 1.7115e-09 | 0 | 1.7115e-09 | 0 | 0 | 0 | 7.9686e-13 | 0 | 7.9686e-13 | 3.5731e-13 | 1.1037e-10 | 1.1037e-10 | 2.0521e-13 | 1.7858e-11 | 1.1181e-10 | 438.4471 | 0.45685 | 0.0027229 | 0.0032561 | 1.9412e-05 | 0 | 0 | 0.00146 | 8.7044e-06 | 0.45097 | 0.0026878 | 0.00083853 | 4.9992e-06 | 0.0036656 | 2.1854e-05
15.412 | 4886.1903 | 296 | 296 | 438.4471 | 11189.7421 | 102.4972 | 2.7451e-08 | 4.2618e-09 | 5.661e-10 | 438.4471 | 102.4972 | 2.215e-09 | 2.215e-09 | 2.4684e-08 | 1.0645 | 0.064485 | 3.2577e-13 | -1 | 5.5 | 4.1673 | 1.3327 | 0.00018054 | 0.00020741 | 0.00036677 | 0.39811 | 0.40854 | 0.22 | 0.12 | 0 | 0.31623 | 1.7665e-09 | 0 | 1.7665e-09 | 0 | 0 | 0 | 8.1905e-13 | 0 | 8.1905e-13 | 3.6715e-13 | 1.1391e-10 | 1.1391e-10 | 2.0763e-13 | 1.8432e-11 | 1.154e-10 | 438.4471 | 0.45685 | 0.0027229 | 0.0032426 | 1.9332e-05 | 0 | 0 | 0.0014535 | 8.6658e-06 | 0.45097 | 0.0026878 | 0.00082199 | 4.9006e-06 | 0.0036473 | 2.1745e-05
15.94 | 4886.1903 | 296 | 296 | 438.4471 | 11189.7421 | 105.7889 | 2.8314e-08 | 4.381e-09 | 5.661e-10 | 438.4471 | 105.7889 | 2.2861e-09 | 2.2861e-09 | 2.5477e-08 | 1.0645 | 0.064485 | 3.3623e-13 | -1 | 5.5 | 4.1983 | 1.3017 | 0.00018054 | 0.00020664 | 0.00037111 | 0.39811 | 0.40854 | 0.22 | 0.12 | 0 | 0.31623 | 1.8232e-09 | 0 | 1.8232e-09 | 0 | 0 | 0 | 8.4195e-13 | 0 | 8.4195e-13 | 3.773e-13 | 1.1757e-10 | 1.1757e-10 | 2.1009e-13 | 1.9024e-11 | 1.191e-10 | 438.4471 | 0.45685 | 0.0027228 | 0.0032295 | 1.9254e-05 | 0 | 0 | 0.0014472 | 8.6283e-06 | 0.45097 | 0.0026878 | 0.00080585 | 4.8044e-06 | 0.0036296 | 2.1639e-05
16.468 | 4886.1903 | 296 | 296 | 438.4471 | 11189.7421 | 109.1863 | 2.9206e-08 | 4.5039e-09 | 5.661e-10 | 438.4471 | 109.1863 | 2.3595e-09 | 2.3595e-09 | 2.6295e-08 | 1.0645 | 0.064485 | 3.4703e-13 | -1 | 5.5 | 4.2289 | 1.2711 | 0.00018054 | 0.00020589 | 0.00037555 | 0.39811 | 0.40854 | 0.22 | 0.12 | 0 | 0.31623 | 1.8817e-09 | 0 | 1.8817e-09 | 0 | 0 | 0 | 8.6558e-13 | 0 | 8.6558e-13 | 3.8777e-13 | 1.2134e-10 | 1.2135e-10 | 2.126e-13 | 1.9635e-11 | 1.2293e-10 | 438.4471 | 0.45685 | 0.0027228 | 0.0032169 | 1.9179e-05 | 0 | 0 | 0.0014411 | 8.5919e-06 | 0.45097 | 0.0026878 | 0.0007901 | 4.7105e-06 | 0.0036124 | 2.1537e-05
16.996 | 4886.1903 | 296 | 296 | 438.4471 | 11189.7421 | 112.6928 | 3.0126e-08 | 4.6309e-09 | 5.661e-10 | 438.4471 | 112.6928 | 2.4353e-09 | 2.4353e-09 | 2.714e-08 | 1.0645 | 0.064485 | 3.5817e-13 | -1 | 5.5 | 4.2589 | 1.2411 | 0.00018054 | 0.00020517 | 0.00038007 | 0.39811 | 0.40854 | 0.22 | 0.12 | 0 | 0.31623 | 1.9422e-09 | 0 | 1.9422e-09 | 0 | 0 | 0 | 8.8997e-13 | 0 | 8.8997e-13 | 3.9858e-13 | 1.2524e-10 | 1.2524e-10 | 2.1516e-13 | 2.0265e-11 | 1.2687e-10 | 438.4471 | 0.45685 | 0.0027228 | 0.0032046 | 1.9106e-05 | 0 | 0 | 0.0014352 | 8.5565e-06 | 0.45097 | 0.0026878 | 0.00077474 | 4.6189e-06 | 0.0035958 | 2.1438e-05
17.524 | 4886.1903 | 296 | 296 | 438.4471 | 11189.7421 | 116.3119 | 3.1076e-08 | 4.7619e-09 | 5.661e-10 | 438.4471 | 116.3119 | 2.5135e-09 | 2.5135e-09 | 2.8011e-08 | 1.0645 | 0.064485 | 3.6968e-13 | -1 | 5.5 | 4.2885 | 1.2115 | 0.00018054 | 0.00020446 | 0.00038468 | 0.39811 | 0.40854 | 0.22 | 0.12 | 0 | 0.31623 | 2.0045e-09 | 0 | 2.0045e-09 | 0 | 0 | 0 | 9.1515e-13 | 0 | 9.1515e-13 | 4.0972e-13 | 1.2926e-10 | 1.2926e-10 | 2.1777e-13 | 2.0916e-11 | 1.3095e-10 | 438.4471 | 0.45685 | 0.0027228 | 0.0031927 | 1.9035e-05 | 0 | 0 | 0.0014294 | 8.5221e-06 | 0.45097 | 0.0026878 | 0.00075974 | 4.5295e-06 | 0.0035797 | 2.1342e-05
18.052 | 4886.1903 | 296 | 296 | 438.4471 | 14162.139 | 120.0472 | 3.2203e-08 | 5.0436e-09 | 7.126e-10 | 438.4471 | 120.0472 | 2.5942e-09 | 2.5942e-09 | 2.8911e-08 | 1.0645 | 0.064485 | 3.8155e-13 | -1 | 5.5 | 4.0948 | 1.4052 | 0.00018054 | 0.00020924 | 0.00035718 | 0.39811 | 0.40854 | 0.22 | 0.12 | 0 | 0.31623 | 2.0689e-09 | 0 | 2.0689e-09 | 0 | 0 | 0 | 9.6929e-13 | 0 | 9.6929e-13 | 4.345e-13 | 1.3342e-10 | 1.3342e-10 | 2.5453e-13 | 2.1588e-11 | 1.3515e-10 | 438.4471 | 0.45685 | 0.0027229 | 0.0032764 | 1.9534e-05 | 0 | 0 | 0.0014687 | 8.7563e-06 | 0.45097 | 0.0026878 | 0.00086036 | 5.1294e-06 | 0.0036922 | 2.2012e-05
18.58 | 4886.1903 | 296 | 296 | 627.0605 | 14162.139 | 123.9025 | 3.4367e-08 | 6.335e-09 | 7.126e-10 | 627.0605 | 123.9025 | 3.8294e-09 | 3.8294e-09 | 2.9839e-08 | 1.0645 | 0.064485 | 3.938e-13 | -1 | 5.5 | 4.1618 | 1.3382 | 0.00018054 | 0.00020755 | 0.00036601 | 0.39811 | 0.40854 | 0.22 | 0.12 | 0 | 0.31623 | 2.1354e-09 | 0 | 2.1354e-09 | 0 | 0 | 0 | 1.2175e-12 | 0 | 1.2175e-12 | 4.5995e-13 | 1.377e-10 | 1.377e-10 | 2.6082e-13 | 2.2281e-11 | 1.395e-10 | 438.4471 | 0.45686 | 0.0027229 | 0.0039873 | 2.3772e-05 | 0 | 0 | 0.0015064 | 8.9808e-06 | 0.45097 | 0.0026878 | 0.00085419 | 5.0926e-06 | 0.0043471 | 2.5917e-05
19.108 | 4886.1903 | 296 | 296 | 627.0605 | 14162.139 | 127.8816 | 3.5448e-08 | 6.516e-09 | 7.126e-10 | 627.0605 | 127.8816 | 3.9523e-09 | 3.9523e-09 | 3.0797e-08 | 1.0645 | 0.064485 | 4.0645e-13 | -1 | 5.5 | 4.1929 | 1.3071 | 0.00018054 | 0.00020678 | 0.00037034 | 0.39811 | 0.40854 | 0.22 | 0.12 | 0 | 0.31623 | 2.2039e-09 | 0 | 2.2039e-09 | 0 | 0 | 0 | 1.2523e-12 | 0 | 1.2523e-12 | 4.7266e-13 | 1.4212e-10 | 1.4212e-10 | 2.6391e-13 | 2.2997e-11 | 1.4398e-10 | 438.4471 | 0.45686 | 0.0027229 | 0.0039736 | 2.369e-05 | 0 | 0 | 0.0014998 | 8.9417e-06 | 0.45097 | 0.0026878 | 0.0008374 | 4.9925e-06 | 0.004329 | 2.5809e-05
19.636 | 4886.1903 | 296 | 296 | 627.0605 | 14162.139 | 131.9885 | 3.6564e-08 | 6.7029e-09 | 7.126e-10 | 627.0605 | 131.9885 | 4.0793e-09 | 4.0793e-09 | 3.1786e-08 | 1.0645 | 0.064485 | 4.195e-13 | -1 | 5.5 | 4.2235 | 1.2765 | 0.00018054 | 0.00020602 | 0.00037476 | 0.39811 | 0.40854 | 0.22 | 0.12 | 0 | 0.31623 | 2.2747e-09 | 0 | 2.2747e-09 | 0 | 0 | 0 | 1.2882e-12 | 0 | 1.2882e-12 | 4.8577e-13 | 1.4669e-10 | 1.4669e-10 | 2.6705e-13 | 2.3735e-11 | 1.486e-10 | 438.4471 | 0.45686 | 0.0027229 | 0.0039603 | 2.3611e-05 | 0 | 0 | 0.0014934 | 8.9038e-06 | 0.45097 | 0.0026878 | 0.00082102 | 4.8949e-06 | 0.0043115 | 2.5705e-05
20.164 | 4886.1903 | 296 | 296 | 627.0605 | 14162.139 | 136.2273 | 3.7716e-08 | 6.8957e-09 | 7.126e-10 | 627.0605 | 136.2273 | 4.2103e-09 | 4.2103e-09 | 3.2807e-08 | 1.0645 | 0.064485 | 4.3297e-13 | -1 | 5.5 | 4.2537 | 1.2463 | 0.00018054 | 0.00020529 | 0.00037926 | 0.39811 | 0.40854 | 0.22 | 0.12 | 0 | 0.31623 | 2.3478e-09 | 0 | 2.3478e-09 | 0 | 0 | 0 | 1.3252e-12 | 0 | 1.3252e-12 | 4.9929e-13 | 1.514e-10 | 1.514e-10 | 2.7026e-13 | 2.4497e-11 | 1.5337e-10 | 438.4471 | 0.45686 | 0.0027229 | 0.0039475 | 2.3535e-05 | 0 | 0 | 0.0014873 | 8.8669e-06 | 0.45097 | 0.0026878 | 0.00080504 | 4.7996e-06 | 0.0042945 | 2.5603e-05
20.692 | 4886.1903 | 296 | 296 | 627.0605 | 14162.139 | 140.6022 | 3.8904e-08 | 7.0947e-09 | 7.126e-10 | 627.0605 | 140.6022 | 4.3455e-09 | 4.3455e-09 | 3.3861e-08 | 1.0645 | 0.064485 | 4.4688e-13 | -1 | 5.5 | 4.2833 | 1.2167 | 0.00018054 | 0.00020458 | 0.00038386 | 0.39811 | 0.40854 | 0.22 | 0.12 | 0 | 0.31623 | 2.4232e-09 | 0 | 2.4232e-09 | 0 | 0 | 0 | 1.3635e-12 | 0 | 1.3635e-12 | 5.1324e-13 | 1.5626e-10 | 1.5626e-10 | 2.7354e-13 | 2.5284e-11 | 1.583e-10 | 438.4471 | 0.45686 | 0.0027229 | 0.0039351 | 2.3461e-05 | 0 | 0 | 0.0014812 | 8.831e-06 | 0.45097 | 0.0026878 | 0.00078944 | 4.7066e-06 | 0.0042781 | 2.5506e-05
21.22 | 4886.1903 | 296 | 296 | 627.0605 | 14162.139 | 145.1176 | 4.0131e-08 | 7.3002e-09 | 7.126e-10 | 627.0605 | 145.1176 | 4.485e-09 | 4.485e-09 | 3.4948e-08 | 1.0645 | 0.064485 | 4.6123e-13 | -1 | 5.5 | 4.3125 | 1.1875 | 0.00018054 | 0.00020389 | 0.00038854 | 0.39811 | 0.40854 | 0.22 | 0.12 | 0 | 0.31623 | 2.501e-09 | 0 | 2.501e-09 | 0 | 0 | 0 | 1.403e-12 | 0 | 1.403e-12 | 5.2764e-13 | 1.6128e-10 | 1.6128e-10 | 2.7688e-13 | 2.6096e-11 | 1.6338e-10 | 438.4471 | 0.45686 | 0.0027229 | 0.003923 | 2.3389e-05 | 0 | 0 | 0.0014754 | 8.7962e-06 | 0.45097 | 0.0026878 | 0.00077422 | 4.6158e-06 | 0.0042622 | 2.5411e-05
21.748 | 4886.1903 | 296 | 296 | 627.0605 | 14162.139 | 149.778 | 4.1398e-08 | 7.5122e-09 | 7.126e-10 | 627.0605 | 149.778 | 4.6291e-09 | 4.6291e-09 | 3.6071e-08 | 1.0645 | 0.064485 | 4.7604e-13 | -1 | 5.5 | 4.3412 | 1.1588 | 0.00018054 | 0.00020321 | 0.00039332 | 0.39811 | 0.40854 | 0.22 | 0.12 | 0 | 0.31623 | 2.5813e-09 | 0 | 2.5813e-09 | 0 | 0 | 0 | 1.4437e-12 | 0 | 1.4437e-12 | 5.4249e-13 | 1.6646e-10 | 1.6646e-10 | 2.8028e-13 | 2.6934e-11 | 1.6863e-10 | 438.4471 | 0.45686 | 0.0027229 | 0.0039114 | 2.3319e-05 | 0 | 0 | 0.0014697 | 8.7624e-06 | 0.45097 | 0.0026878 | 0.00075935 | 4.5272e-06 | 0.0042468 | 2.5319e-05
22.276 | 4886.1903 | 296 | 296 | 627.0605 | 22615.0968 | 154.5881 | 4.3121e-08 | 8.1477e-09 | 1.1292e-09 | 627.0605 | 154.5881 | 4.7777e-09 | 4.7777e-09 | 3.7229e-08 | 1.0645 | 0.064485 | 4.9133e-13 | -1 | 5.5 | 3.9115 | 1.5885 | 0.00018054 | 0.00021408 | 0.00033594 | 0.39811 | 0.40854 | 0.22 | 0.12 | 0 | 0.31623 | 2.6642e-09 | 0 | 2.6642e-09 | 0 | 0 | 0 | 1.5658e-12 | 0 | 1.5658e-12 | 5.953e-13 | 1.718e-10 | 1.718e-10 | 3.7936e-13 | 2.7799e-11 | 1.7405e-10 | 438.4471 | 0.45686 | 0.0027229 | 0.0041102 | 2.4505e-05 | 0 | 0 | 0.0015626 | 9.3162e-06 | 0.45097 | 0.0026878 | 0.00099579 | 5.9368e-06 | 0.0045086 | 2.688e-05
22.804 | 4886.1903 | 296 | 296 | 627.0605 | 22615.0968 | 159.5526 | 4.4471e-08 | 8.3735e-09 | 1.1292e-09 | 627.0605 | 159.5526 | 4.9312e-09 | 4.9312e-09 | 3.8425e-08 | 1.0645 | 0.064485 | 5.0711e-13 | -1 | 5.5 | 3.9461 | 1.5539 | 0.00018054 | 0.00021314 | 0.00033966 | 0.39811 | 0.40854 | 0.22 | 0.12 | 0 | 0.31623 | 2.7498e-09 | 0 | 2.7498e-09 | 0 | 0 | 0 | 1.6092e-12 | 0 | 1.6092e-12 | 6.1123e-13 | 1.7732e-10 | 1.7732e-10 | 3.8356e-13 | 2.8692e-11 | 1.7963e-10 | 438.4471 | 0.45686 | 0.0027229 | 0.0040927 | 2.44e-05 | 0 | 0 | 0.0015545 | 9.2679e-06 | 0.45097 | 0.0026878 | 0.00097548 | 5.8157e-06 | 0.0044854 | 2.6741e-05
23.332 | 4886.1903 | 296 | 296 | 627.0605 | 22615.0968 | 164.6766 | 4.5863e-08 | 8.6066e-09 | 1.1292e-09 | 627.0605 | 164.6766 | 5.0895e-09 | 5.0895e-09 | 3.9659e-08 | 1.0645 | 0.064485 | 5.2339e-13 | -1 | 5.5 | 3.9803 | 1.5197 | 0.00018054 | 0.00021223 | 0.00034346 | 0.39811 | 0.40854 | 0.22 | 0.12 | 0 | 0.31623 | 2.8381e-09 | 0 | 2.8381e-09 | 0 | 0 | 0 | 1.654e-12 | 0 | 1.654e-12 | 6.2766e-13 | 1.8301e-10 | 1.8302e-10 | 3.8784e-13 | 2.9613e-11 | 1.854e-10 | 438.4471 | 0.45686 | 0.0027229 | 0.0040758 | 2.4299e-05 | 0 | 0 | 0.0015466 | 9.2208e-06 | 0.45097 | 0.0026878 | 0.00095568 | 5.6977e-06 | 0.0044629 | 2.6607e-05
23.86 | 4886.1903 | 296 | 296 | 627.0605 | 22615.0968 | 169.9652 | 4.73e-08 | 8.8473e-09 | 1.1292e-09 | 627.0605 | 169.9652 | 5.253e-09 | 5.253e-09 | 4.0932e-08 | 1.0645 | 0.064485 | 5.402e-13 | -1 | 5.5 | 4.014 | 1.486 | 0.00018054 | 0.00021133 | 0.00034733 | 0.39811 | 0.40854 | 0.22 | 0.12 | 0 | 0.31623 | 2.9292e-09 | 0 | 2.9292e-09 | 0 | 0 | 0 | 1.7003e-12 | 0 | 1.7003e-12 | 6.446e-13 | 1.8889e-10 | 1.8889e-10 | 3.9221e-13 | 3.0564e-11 | 1.9136e-10 | 438.4471 | 0.45686 | 0.0027229 | 0.0040594 | 2.4201e-05 | 0 | 0 | 0.001539 | 9.1751e-06 | 0.45097 | 0.0026878 | 0.00093639 | 5.5827e-06 | 0.0044411 | 2.6478e-05
24.388 | 4886.1903 | 296 | 296 | 627.0605 | 22615.0968 | 175.4236 | 4.8783e-08 | 9.0956e-09 | 1.1292e-09 | 627.0605 | 175.4236 | 5.4217e-09 | 5.4217e-09 | 4.2247e-08 | 1.0645 | 0.064485 | 5.5755e-13 | -1 | 5.5 | 4.0472 | 1.4528 | 0.00018054 | 0.00021046 | 0.00035128 | 0.39811 | 0.40854 | 0.22 | 0.12 | 0 | 0.31623 | 3.0233e-09 | 0 | 3.0233e-09 | 0 | 0 | 0 | 1.748e-12 | 0 | 1.748e-12 | 6.6208e-13 | 1.9496e-10 | 1.9496e-10 | 3.9668e-13 | 3.1546e-11 | 1.975e-10 | 438.4471 | 0.45686 | 0.0027229 | 0.0040434 | 2.4107e-05 | 0 | 0 | 0.0015315 | 9.1306e-06 | 0.45097 | 0.0026878 | 0.00091757 | 5.4705e-06 | 0.00442 | 2.6352e-05
24.916 | 4886.1903 | 296 | 296 | 627.0605 | 22615.0968 | 181.0573 | 5.0314e-08 | 9.3519e-09 | 1.1292e-09 | 627.0605 | 181.0573 | 5.5958e-09 | 5.5958e-09 | 4.3604e-08 | 1.0645 | 0.064485 | 5.7546e-13 | -1 | 5.5 | 4.08 | 1.42 | 0.00018054 | 0.00020962 | 0.00035531 | 0.39811 | 0.40854 | 0.22 | 0.12 | 0 | 0.31623 | 3.1204e-09 | 0 | 3.1204e-09 | 0 | 0 | 0 | 1.7973e-12 | 0 | 1.7973e-12 | 6.8011e-13 | 2.0122e-10 | 2.0122e-10 | 4.0123e-13 | 3.2559e-11 | 2.0385e-10 | 438.4471 | 0.45686 | 0.0027229 | 0.004028 | 2.4015e-05 | 0 | 0 | 0.0015242 | 9.0874e-06 | 0.45097 | 0.0026878 | 0.00089923 | 5.3611e-06 | 0.0043996 | 2.623e-05
25.444 | 4886.1903 | 296 | 296 | 627.0605 | 45411.6764 | 186.8719 | 5.3018e-08 | 1.074e-08 | 2.2528e-09 | 627.0605 | 186.8719 | 5.7755e-09 | 5.7755e-09 | 4.5004e-08 | 1.0645 | 0.064485 | 5.9394e-13 | -1 | 5.5 | 3.3154 | 2.1846 | 0.00018054 | 0.00023254 | 0.00028646 | 0.39811 | 0.40854 | 0.22 | 0.12 | 0 | 0.31623 | 3.2206e-09 | 0 | 3.2206e-09 | 0 | 0 | 0 | 2.064e-12 | 0 | 2.064e-12 | 7.9501e-13 | 2.0768e-10 | 2.0768e-10 | 6.4535e-13 | 3.3605e-11 | 2.104e-10 | 438.4471 | 0.45686 | 0.0027229 | 0.004482 | 2.6721e-05 | 0 | 0 | 0.0017263 | 1.0292e-05 | 0.45097 | 0.0026878 | 0.0014013 | 8.3547e-06 | 0.0050032 | 2.9829e-05
25.972 | 4886.1903 | 296 | 296 | 627.0605 | 45411.6764 | 192.8733 | 5.4648e-08 | 1.1013e-08 | 2.2528e-09 | 627.0605 | 192.8733 | 5.961e-09 | 5.961e-09 | 4.6449e-08 | 1.0645 | 0.064485 | 6.1301e-13 | -1 | 5.5 | 3.3551 | 2.1449 | 0.00018054 | 0.00023115 | 0.00028911 | 0.39811 | 0.40854 | 0.22 | 0.12 | 0 | 0.31623 | 3.324e-09 | 0 | 3.324e-09 | 0 | 0 | 0 | 2.1165e-12 | 0 | 2.1165e-12 | 8.1459e-13 | 2.1435e-10 | 2.1435e-10 | 6.513e-13 | 3.4684e-11 | 2.1715e-10 | 438.4471 | 0.45686 | 0.0027229 | 0.0044529 | 2.6548e-05 | 0 | 0 | 0.0017138 | 1.0218e-05 | 0.45097 | 0.0026878 | 0.0013703 | 8.1694e-06 | 0.0049642 | 2.9596e-05
26.5 | 4886.1903 | 296 | 296 | 627.0605 | 45411.6764 | 199.0673 | 5.6332e-08 | 1.1295e-08 | 2.2528e-09 | 627.0605 | 199.0673 | 6.1524e-09 | 6.1524e-09 | 4.7941e-08 | 1.0645 | 0.064485 | 6.327e-13 | -1 | 5.5 | 3.3947 | 2.1053 | 0.00018054 | 0.0002298 | 0.00029181 | 0.39811 | 0.40854 | 0.22 | 0.12 | 0 | 0.31623 | 3.4308e-09 | 0 | 3.4308e-09 | 0 | 0 | 0 | 2.1707e-12 | 0 | 2.1707e-12 | 8.3477e-13 | 2.2123e-10 | 2.2124e-10 | 6.5739e-13 | 3.5798e-11 | 2.2413e-10 | 438.4471 | 0.45686 | 0.0027229 | 0.0044247 | 2.638e-05 | 0 | 0 | 0.0017016 | 1.0145e-05 | 0.45097 | 0.0026878 | 0.00134 | 7.9892e-06 | 0.0049264 | 2.9371e-05
26.5 | 4886.1903 | 296 | 296 | 627.0605 | 45411.6764 | 199.0673 | 5.6332e-08 | 1.1295e-08 | 2.2528e-09 | 627.0605 | 199.0673 | 6.1524e-09 | 6.1524e-09 | 4.7941e-08 | 1.0645 | 0.064485 | 6.327e-13 | -1 | 5.5 | 3.3947 | 2.1053 | 0.00018054 | 0.0002298 | 0.00029181 | 0.39811 | 0.40854 | 0.22 | 0.12 | 0 | 0.31623 | 3.4308e-09 | 0 | 3.4308e-09 | 0 | 0 | 0 | 2.1707e-12 | 0 | 2.1707e-12 | 8.3477e-13 | 2.2123e-10 | 2.2124e-10 | 6.5739e-13 | 3.5798e-11 | 2.2413e-10 | 438.4471 | 0.45686 | 0.0027229 | 0.0044247 | 2.638e-05 | 0 | 0 | 0.0017016 | 1.0145e-05 | 0.45097 | 0.0026878 | 0.00134 | 7.9892e-06 | 0.0049264 | 2.9371e-05
26.5 | 4886.1903 | 296 | 296 | 627.0605 | 45411.6764 | 199.0673 | 5.6332e-08 | 1.1295e-08 | 2.2528e-09 | 627.0605 | 199.0673 | 6.1524e-09 | 6.1524e-09 | 4.7941e-08 | 1.0645 | 0.064485 | 6.327e-13 | -1 | 5.5 | 3.3947 | 2.1053 | 0.00018054 | 0.0002298 | 0.00029181 | 0.39811 | 0.40854 | 0.22 | 0.12 | 0 | 0.31623 | 3.4308e-09 | 0 | 3.4308e-09 | 0 | 0 | 0 | 2.1707e-12 | 0 | 2.1707e-12 | 8.3477e-13 | 2.2123e-10 | 2.2124e-10 | 6.5739e-13 | 3.5798e-11 | 2.2413e-10 | 438.4471 | 0.45686 | 0.0027229 | 0.0044247 | 2.638e-05 | 0 | 0 | 0.0017016 | 1.0145e-05 | 0.45097 | 0.0026878 | 0.00134 | 7.9892e-06 | 0.0049264 | 2.9371e-05
26.5 | 4886.1903 | 296 | 296 | 627.0605 | 45411.6764 | 199.0673 | 5.6332e-08 | 1.1295e-08 | 2.2528e-09 | 627.0605 | 199.0673 | 6.1524e-09 | 6.1524e-09 | 4.7941e-08 | 1.0645 | 0.064485 | 6.327e-13 | -1 | 5.5 | 3.3947 | 2.1053 | 0.00018054 | 0.0002298 | 0.00029181 | 0.39811 | 0.40854 | 0.22 | 0.12 | 0 | 0.31623 | 3.4308e-09 | 0 | 3.4308e-09 | 0 | 0 | 0 | 2.1707e-12 | 0 | 2.1707e-12 | 8.3477e-13 | 2.2123e-10 | 2.2124e-10 | 6.5739e-13 | 3.5798e-11 | 2.2413e-10 | 438.4471 | 0.45686 | 0.0027229 | 0.0044247 | 2.638e-05 | 0 | 0 | 0.0017016 | 1.0145e-05 | 0.45097 | 0.0026878 | 0.00134 | 7.9892e-06 | 0.0049264 | 2.9371e-05
26.5 | 4886.1903 | 296 | 296 | 627.0605 | 45411.6764 | 199.0673 | 5.6332e-08 | 1.1295e-08 | 2.2528e-09 | 627.0605 | 199.0673 | 6.1524e-09 | 6.1524e-09 | 4.7941e-08 | 1.0645 | 0.064485 | 6.327e-13 | -1 | 5.5 | 3.3947 | 2.1053 | 0.00018054 | 0.0002298 | 0.00029181 | 0.39811 | 0.40854 | 0.22 | 0.12 | 0 | 0.31623 | 3.4308e-09 | 0 | 3.4308e-09 | 0 | 0 | 0 | 2.1707e-12 | 0 | 2.1707e-12 | 8.3477e-13 | 2.2123e-10 | 2.2124e-10 | 6.5739e-13 | 3.5798e-11 | 2.2413e-10 | 438.4471 | 0.45686 | 0.0027229 | 0.0044247 | 2.638e-05 | 0 | 0 | 0.0017016 | 1.0145e-05 | 0.45097 | 0.0026878 | 0.00134 | 7.9892e-06 | 0.0049264 | 2.9371e-05
26.5 | 4886.1903 | 296 | 296 | 627.0605 | 45411.6764 | 199.0673 | 5.6332e-08 | 1.1295e-08 | 2.2528e-09 | 627.0605 | 199.0673 | 6.1524e-09 | 6.1524e-09 | 4.7941e-08 | 1.0645 | 0.064485 | 6.327e-13 | -1 | 5.5 | 3.3947 | 2.1053 | 0.00018054 | 0.0002298 | 0.00029181 | 0.39811 | 0.40854 | 0.22 | 0.12 | 0 | 0.31623 | 3.4308e-09 | 0 | 3.4308e-09 | 0 | 0 | 0 | 2.1707e-12 | 0 | 2.1707e-12 | 8.3477e-13 | 2.2123e-10 | 2.2124e-10 | 6.5739e-13 | 3.5798e-11 | 2.2413e-10 | 438.4471 | 0.45686 | 0.0027229 | 0.0044247 | 2.638e-05 | 0 | 0 | 0.0017016 | 1.0145e-05 | 0.45097 | 0.0026878 | 0.00134 | 7.9892e-06 | 0.0049264 | 2.9371e-05
26.5 | 4886.1903 | 296 | 296 | 627.0605 | 45411.6764 | 199.0673 | 5.6332e-08 | 1.1295e-08 | 2.2528e-09 | 627.0605 | 199.0673 | 6.1524e-09 | 6.1524e-09 | 4.7941e-08 | 1.0645 | 0.064485 | 6.327e-13 | -1 | 5.5 | 3.3947 | 2.1053 | 0.00018054 | 0.0002298 | 0.00029181 | 0.39811 | 0.40854 | 0.22 | 0.12 | 0 | 0.31623 | 3.4308e-09 | 0 | 3.4308e-09 | 0 | 0 | 0 | 2.1707e-12 | 0 | 2.1707e-12 | 8.3477e-13 | 2.2123e-10 | 2.2124e-10 | 6.5739e-13 | 3.5798e-11 | 2.2413e-10 | 438.4471 | 0.45686 | 0.0027229 | 0.0044247 | 2.638e-05 | 0 | 0 | 0.0017016 | 1.0145e-05 | 0.45097 | 0.0026878 | 0.00134 | 7.9892e-06 | 0.0049264 | 2.9371e-05
26.5 | 4886.1903 | 296 | 296 | 627.0605 | 45411.6764 | 199.0673 | 5.6332e-08 | 1.1295e-08 | 2.2528e-09 | 627.0605 | 199.0673 | 6.1524e-09 | 6.1524e-09 | 4.7941e-08 | 1.0645 | 0.064485 | 6.327e-13 | -1 | 5.5 | 3.3947 | 2.1053 | 0.00018054 | 0.0002298 | 0.00029181 | 0.39811 | 0.40854 | 0.22 | 0.12 | 0 | 0.31623 | 3.4308e-09 | 0 | 3.4308e-09 | 0 | 0 | 0 | 2.1707e-12 | 0 | 2.1707e-12 | 8.3477e-13 | 2.2123e-10 | 2.2124e-10 | 6.5739e-13 | 3.5798e-11 | 2.2413e-10 | 438.4471 | 0.45686 | 0.0027229 | 0.0044247 | 2.638e-05 | 0 | 0 | 0.0017016 | 1.0145e-05 | 0.45097 | 0.0026878 | 0.00134 | 7.9892e-06 | 0.0049264 | 2.9371e-05
26.5 | 4886.1903 | 296 | 296 | 627.0605 | 45411.6764 | 199.0673 | 5.6332e-08 | 1.1295e-08 | 2.2528e-09 | 627.0605 | 199.0673 | 6.1524e-09 | 6.1524e-09 | 4.7941e-08 | 1.0645 | 0.064485 | 6.327e-13 | -1 | 5.5 | 3.3947 | 2.1053 | 0.00018054 | 0.0002298 | 0.00029181 | 0.39811 | 0.40854 | 0.22 | 0.12 | 0 | 0.31623 | 3.4308e-09 | 0 | 3.4308e-09 | 0 | 0 | 0 | 2.1707e-12 | 0 | 2.1707e-12 | 8.3477e-13 | 2.2123e-10 | 2.2124e-10 | 6.5739e-13 | 3.5798e-11 | 2.2413e-10 | 438.4471 | 0.45686 | 0.0027229 | 0.0044247 | 2.638e-05 | 0 | 0 | 0.0017016 | 1.0145e-05 | 0.45097 | 0.0026878 | 0.00134 | 7.9892e-06 | 0.0049264 | 2.9371e-05
26.5 | 4886.1903 | 296 | 296 | 627.0605 | 45411.6764 | 199.0673 | 5.6332e-08 | 1.1295e-08 | 2.2528e-09 | 627.0605 | 199.0673 | 6.1524e-09 | 6.1524e-09 | 4.7941e-08 | 1.0645 | 0.064485 | 6.327e-13 | -1 | 5.5 | 3.3947 | 2.1053 | 0.00018054 | 0.0002298 | 0.00029181 | 0.39811 | 0.40854 | 0.22 | 0.12 | 0 | 0.31623 | 3.4308e-09 | 0 | 3.4308e-09 | 0 | 0 | 0 | 2.1707e-12 | 0 | 2.1707e-12 | 8.3477e-13 | 2.2123e-10 | 2.2124e-10 | 6.5739e-13 | 3.5798e-11 | 2.2413e-10 | 438.4471 | 0.45686 | 0.0027229 | 0.0044247 | 2.638e-05 | 0 | 0 | 0.0017016 | 1.0145e-05 | 0.45097 | 0.0026878 | 0.00134 | 7.9892e-06 | 0.0049264 | 2.9371e-05
26.5 | 4886.1903 | 296 | 296 | 627.0605 | 45411.6764 | 199.0673 | 5.6332e-08 | 1.1295e-08 | 2.2528e-09 | 627.0605 | 199.0673 | 6.1524e-09 | 6.1524e-09 | 4.7941e-08 | 1.0645 | 0.064485 | 6.327e-13 | -1 | 5.5 | 3.3947 | 2.1053 | 0.00018054 | 0.0002298 | 0.00029181 | 0.39811 | 0.40854 | 0.22 | 0.12 | 0 | 0.31623 | 3.4308e-09 | 0 | 3.4308e-09 | 0 | 0 | 0 | 2.1707e-12 | 0 | 2.1707e-12 | 8.3477e-13 | 2.2123e-10 | 2.2124e-10 | 6.5739e-13 | 3.5798e-11 | 2.2413e-10 | 438.4471 | 0.45686 | 0.0027229 | 0.0044247 | 2.638e-05 | 0 | 0 | 0.0017016 | 1.0145e-05 | 0.45097 | 0.0026878 | 0.00134 | 7.9892e-06 | 0.0049264 | 2.9371e-05
26.5 | 4886.1903 | 296 | 296 | 627.0605 | 45411.6764 | 199.0673 | 5.6332e-08 | 1.1295e-08 | 2.2528e-09 | 627.0605 | 199.0673 | 6.1524e-09 | 6.1524e-09 | 4.7941e-08 | 1.0645 | 0.064485 | 6.327e-13 | -1 | 5.5 | 3.3947 | 2.1053 | 0.00018054 | 0.0002298 | 0.00029181 | 0.39811 | 0.40854 | 0.22 | 0.12 | 0 | 0.31623 | 3.4308e-09 | 0 | 3.4308e-09 | 0 | 0 | 0 | 2.1707e-12 | 0 | 2.1707e-12 | 8.3477e-13 | 2.2123e-10 | 2.2124e-10 | 6.5739e-13 | 3.5798e-11 | 2.2413e-10 | 438.4471 | 0.45686 | 0.0027229 | 0.0044247 | 2.638e-05 | 0 | 0 | 0.0017016 | 1.0145e-05 | 0.45097 | 0.0026878 | 0.00134 | 7.9892e-06 | 0.0049264 | 2.9371e-05
26.5 | 4886.1903 | 296 | 296 | 627.0605 | 45411.6764 | 199.0673 | 5.6332e-08 | 1.1295e-08 | 2.2528e-09 | 627.0605 | 199.0673 | 6.1524e-09 | 6.1524e-09 | 4.7941e-08 | 1.0645 | 0.064485 | 6.327e-13 | -1 | 5.5 | 3.3947 | 2.1053 | 0.00018054 | 0.0002298 | 0.00029181 | 0.39811 | 0.40854 | 0.22 | 0.12 | 0 | 0.31623 | 3.4308e-09 | 0 | 3.4308e-09 | 0 | 0 | 0 | 2.1707e-12 | 0 | 2.1707e-12 | 8.3477e-13 | 2.2123e-10 | 2.2124e-10 | 6.5739e-13 | 3.5798e-11 | 2.2413e-10 | 438.4471 | 0.45686 | 0.0027229 | 0.0044247 | 2.638e-05 | 0 | 0 | 0.0017016 | 1.0145e-05 | 0.45097 | 0.0026878 | 0.00134 | 7.9892e-06 | 0.0049264 | 2.9371e-05
26.5 | 4886.1903 | 296 | 296 | 627.0605 | 45411.6764 | 199.0673 | 5.6332e-08 | 1.1295e-08 | 2.2528e-09 | 627.0605 | 199.0673 | 6.1524e-09 | 6.1524e-09 | 4.7941e-08 | 1.0645 | 0.064485 | 6.327e-13 | -1 | 5.5 | 3.3947 | 2.1053 | 0.00018054 | 0.0002298 | 0.00029181 | 0.39811 | 0.40854 | 0.22 | 0.12 | 0 | 0.31623 | 3.4308e-09 | 0 | 3.4308e-09 | 0 | 0 | 0 | 2.1707e-12 | 0 | 2.1707e-12 | 8.3477e-13 | 2.2123e-10 | 2.2124e-10 | 6.5739e-13 | 3.5798e-11 | 2.2413e-10 | 438.4471 | 0.45686 | 0.0027229 | 0.0044247 | 2.638e-05 | 0 | 0 | 0.0017016 | 1.0145e-05 | 0.45097 | 0.0026878 | 0.00134 | 7.9892e-06 | 0.0049264 | 2.9371e-05
26.5 | 4886.1903 | 296 | 296 | 627.0605 | 45411.6764 | 199.0673 | 5.6332e-08 | 1.1295e-08 | 2.2528e-09 | 627.0605 | 199.0673 | 6.1524e-09 | 6.1524e-09 | 4.7941e-08 | 1.0645 | 0.064485 | 6.327e-13 | -1 | 5.5 | 3.3947 | 2.1053 | 0.00018054 | 0.0002298 | 0.00029181 | 0.39811 | 0.40854 | 0.22 | 0.12 | 0 | 0.31623 | 3.4308e-09 | 0 | 3.4308e-09 | 0 | 0 | 0 | 2.1707e-12 | 0 | 2.1707e-12 | 8.3477e-13 | 2.2123e-10 | 2.2124e-10 | 6.5739e-13 | 3.5798e-11 | 2.2413e-10 | 438.4471 | 0.45686 | 0.0027229 | 0.0044247 | 2.638e-05 | 0 | 0 | 0.0017016 | 1.0145e-05 | 0.45097 | 0.0026878 | 0.00134 | 7.9892e-06 | 0.0049264 | 2.9371e-05
26.5 | 4886.1903 | 296 | 296 | 627.0605 | 45411.6764 | 199.0673 | 5.6332e-08 | 1.1295e-08 | 2.2528e-09 | 627.0605 | 199.0673 | 6.1524e-09 | 6.1524e-09 | 4.7941e-08 | 1.0645 | 0.064485 | 6.327e-13 | -1 | 5.5 | 3.3947 | 2.1053 | 0.00018054 | 0.0002298 | 0.00029181 | 0.39811 | 0.40854 | 0.22 | 0.12 | 0 | 0.31623 | 3.4308e-09 | 0 | 3.4308e-09 | 0 | 0 | 0 | 2.1707e-12 | 0 | 2.1707e-12 | 8.3477e-13 | 2.2123e-10 | 2.2124e-10 | 6.5739e-13 | 3.5798e-11 | 2.2413e-10 | 438.4471 | 0.45686 | 0.0027229 | 0.0044247 | 2.638e-05 | 0 | 0 | 0.0017016 | 1.0145e-05 | 0.45097 | 0.0026878 | 0.00134 | 7.9892e-06 | 0.0049264 | 2.9371e-05
26.5 | 4886.1903 | 296 | 296 | 627.0605 | 45411.6764 | 199.0673 | 5.6332e-08 | 1.1295e-08 | 2.2528e-09 | 627.0605 | 199.0673 | 6.1524e-09 | 6.1524e-09 | 4.7941e-08 | 1.0645 | 0.064485 | 6.327e-13 | -1 | 5.5 | 3.3947 | 2.1053 | 0.00018054 | 0.0002298 | 0.00029181 | 0.39811 | 0.40854 | 0.22 | 0.12 | 0 | 0.31623 | 3.4308e-09 | 0 | 3.4308e-09 | 0 | 0 | 0 | 2.1707e-12 | 0 | 2.1707e-12 | 8.3477e-13 | 2.2123e-10 | 2.2124e-10 | 6.5739e-13 | 3.5798e-11 | 2.2413e-10 | 438.4471 | 0.45686 | 0.0027229 | 0.0044247 | 2.638e-05 | 0 | 0 | 0.0017016 | 1.0145e-05 | 0.45097 | 0.0026878 | 0.00134 | 7.9892e-06 | 0.0049264 | 2.9371e-05
26.5 | 4886.1903 | 296 | 296 | 627.0605 | 45411.6764 | 199.0673 | 5.6332e-08 | 1.1295e-08 | 2.2528e-09 | 627.0605 | 199.0673 | 6.1524e-09 | 6.1524e-09 | 4.7941e-08 | 1.0645 | 0.064485 | 6.327e-13 | -1 | 5.5 | 3.3947 | 2.1053 | 0.00018054 | 0.0002298 | 0.00029181 | 0.39811 | 0.40854 | 0.22 | 0.12 | 0 | 0.31623 | 3.4308e-09 | 0 | 3.4308e-09 | 0 | 0 | 0 | 2.1707e-12 | 0 | 2.1707e-12 | 8.3477e-13 | 2.2123e-10 | 2.2124e-10 | 6.5739e-13 | 3.5798e-11 | 2.2413e-10 | 438.4471 | 0.45686 | 0.0027229 | 0.0044247 | 2.638e-05 | 0 | 0 | 0.0017016 | 1.0145e-05 | 0.45097 | 0.0026878 | 0.00134 | 7.9892e-06 | 0.0049264 | 2.9371e-05
26.5 | 4886.1903 | 296 | 296 | 627.0605 | 45411.6764 | 199.0673 | 5.6332e-08 | 1.1295e-08 | 2.2528e-09 | 627.0605 | 199.0673 | 6.1524e-09 | 6.1524e-09 | 4.7941e-08 | 1.0645 | 0.064485 | 6.327e-13 | -1 | 5.5 | 3.3947 | 2.1053 | 0.00018054 | 0.0002298 | 0.00029181 | 0.39811 | 0.40854 | 0.22 | 0.12 | 0 | 0.31623 | 3.4308e-09 | 0 | 3.4308e-09 | 0 | 0 | 0 | 2.1707e-12 | 0 | 2.1707e-12 | 8.3477e-13 | 2.2123e-10 | 2.2124e-10 | 6.5739e-13 | 3.5798e-11 | 2.2413e-10 | 438.4471 | 0.45686 | 0.0027229 | 0.0044247 | 2.638e-05 | 0 | 0 | 0.0017016 | 1.0145e-05 | 0.45097 | 0.0026878 | 0.00134 | 7.9892e-06 | 0.0049264 | 2.9371e-05
26.5 | 4886.1903 | 296 | 296 | 627.0605 | 45411.6764 | 199.0673 | 5.6332e-08 | 1.1295e-08 | 2.2528e-09 | 627.0605 | 199.0673 | 6.1524e-09 | 6.1524e-09 | 4.7941e-08 | 1.0645 | 0.064485 | 6.327e-13 | -1 | 5.5 | 3.3947 | 2.1053 | 0.00018054 | 0.0002298 | 0.00029181 | 0.39811 | 0.40854 | 0.22 | 0.12 | 0 | 0.31623 | 3.4308e-09 | 0 | 3.4308e-09 | 0 | 0 | 0 | 2.1707e-12 | 0 | 2.1707e-12 | 8.3477e-13 | 2.2123e-10 | 2.2124e-10 | 6.5739e-13 | 3.5798e-11 | 2.2413e-10 | 438.4471 | 0.45686 | 0.0027229 | 0.0044247 | 2.638e-05 | 0 | 0 | 0.0017016 | 1.0145e-05 | 0.45097 | 0.0026878 | 0.00134 | 7.9892e-06 | 0.0049264 | 2.9371e-05
26.5 | 4886.1903 | 296 | 296 | 627.0605 | 45411.6764 | 199.0673 | 5.6332e-08 | 1.1295e-08 | 2.2528e-09 | 627.0605 | 199.0673 | 6.1524e-09 | 6.1524e-09 | 4.7941e-08 | 1.0645 | 0.064485 | 6.327e-13 | -1 | 5.5 | 3.3947 | 2.1053 | 0.00018054 | 0.0002298 | 0.00029181 | 0.39811 | 0.40854 | 0.22 | 0.12 | 0 | 0.31623 | 3.4308e-09 | 0 | 3.4308e-09 | 0 | 0 | 0 | 2.1707e-12 | 0 | 2.1707e-12 | 8.3477e-13 | 2.2123e-10 | 2.2124e-10 | 6.5739e-13 | 3.5798e-11 | 2.2413e-10 | 438.4471 | 0.45686 | 0.0027229 | 0.0044247 | 2.638e-05 | 0 | 0 | 0.0017016 | 1.0145e-05 | 0.45097 | 0.0026878 | 0.00134 | 7.9892e-06 | 0.0049264 | 2.9371e-05
26.5 | 4886.1903 | 296 | 296 | 627.0605 | 45411.6764 | 199.0673 | 5.6332e-08 | 1.1295e-08 | 2.2528e-09 | 627.0605 | 199.0673 | 6.1524e-09 | 6.1524e-09 | 4.7941e-08 | 1.0645 | 0.064485 | 6.327e-13 | -1 | 5.5 | 3.3947 | 2.1053 | 0.00018054 | 0.0002298 | 0.00029181 | 0.39811 | 0.40854 | 0.22 | 0.12 | 0 | 0.31623 | 3.4308e-09 | 0 | 3.4308e-09 | 0 | 0 | 0 | 2.1707e-12 | 0 | 2.1707e-12 | 8.3477e-13 | 2.2123e-10 | 2.2124e-10 | 6.5739e-13 | 3.5798e-11 | 2.2413e-10 | 438.4471 | 0.45686 | 0.0027229 | 0.0044247 | 2.638e-05 | 0 | 0 | 0.0017016 | 1.0145e-05 | 0.45097 | 0.0026878 | 0.00134 | 7.9892e-06 | 0.0049264 | 2.9371e-05
26.5 | 4886.1903 | 296 | 296 | 627.0605 | 45411.6764 | 199.0673 | 5.6332e-08 | 1.1295e-08 | 2.2528e-09 | 627.0605 | 199.0673 | 6.1524e-09 | 6.1524e-09 | 4.7941e-08 | 1.0645 | 0.064485 | 6.327e-13 | -1 | 5.5 | 3.3947 | 2.1053 | 0.00018054 | 0.0002298 | 0.00029181 | 0.39811 | 0.40854 | 0.22 | 0.12 | 0 | 0.31623 | 3.4308e-09 | 0 | 3.4308e-09 | 0 | 0 | 0 | 2.1707e-12 | 0 | 2.1707e-12 | 8.3477e-13 | 2.2123e-10 | 2.2124e-10 | 6.5739e-13 | 3.5798e-11 | 2.2413e-10 | 438.4471 | 0.45686 | 0.0027229 | 0.0044247 | 2.638e-05 | 0 | 0 | 0.0017016 | 1.0145e-05 | 0.45097 | 0.0026878 | 0.00134 | 7.9892e-06 | 0.0049264 | 2.9371e-05
26.5 | 4886.1903 | 296 | 296 | 627.0605 | 45411.6764 | 199.0673 | 5.6332e-08 | 1.1295e-08 | 2.2528e-09 | 627.0605 | 199.0673 | 6.1524e-09 | 6.1524e-09 | 4.7941e-08 | 1.0645 | 0.064485 | 6.327e-13 | -1 | 5.5 | 3.3947 | 2.1053 | 0.00018054 | 0.0002298 | 0.00029181 | 0.39811 | 0.40854 | 0.22 | 0.12 | 0 | 0.31623 | 3.4308e-09 | 0 | 3.4308e-09 | 0 | 0 | 0 | 2.1707e-12 | 0 | 2.1707e-12 | 8.3477e-13 | 2.2123e-10 | 2.2124e-10 | 6.5739e-13 | 3.5798e-11 | 2.2413e-10 | 438.4471 | 0.45686 | 0.0027229 | 0.0044247 | 2.638e-05 | 0 | 0 | 0.0017016 | 1.0145e-05 | 0.45097 | 0.0026878 | 0.00134 | 7.9892e-06 | 0.0049264 | 2.9371e-05
26.5 | 4886.1903 | 296 | 296 | 627.0605 | 45411.6764 | 199.0673 | 5.6332e-08 | 1.1295e-08 | 2.2528e-09 | 627.0605 | 199.0673 | 6.1524e-09 | 6.1524e-09 | 4.7941e-08 | 1.0645 | 0.064485 | 6.327e-13 | -1 | 5.5 | 3.3947 | 2.1053 | 0.00018054 | 0.0002298 | 0.00029181 | 0.39811 | 0.40854 | 0.22 | 0.12 | 0 | 0.31623 | 3.4308e-09 | 0 | 3.4308e-09 | 0 | 0 | 0 | 2.1707e-12 | 0 | 2.1707e-12 | 8.3477e-13 | 2.2123e-10 | 2.2124e-10 | 6.5739e-13 | 3.5798e-11 | 2.2413e-10 | 438.4471 | 0.45686 | 0.0027229 | 0.0044247 | 2.638e-05 | 0 | 0 | 0.0017016 | 1.0145e-05 | 0.45097 | 0.0026878 | 0.00134 | 7.9892e-06 | 0.0049264 | 2.9371e-05
26.5 | 4886.1903 | 296 | 296 | 627.0605 | 45411.6764 | 199.0673 | 5.6332e-08 | 1.1295e-08 | 2.2528e-09 | 627.0605 | 199.0673 | 6.1524e-09 | 6.1524e-09 | 4.7941e-08 | 1.0645 | 0.064485 | 6.327e-13 | -1 | 5.5 | 3.3947 | 2.1053 | 0.00018054 | 0.0002298 | 0.00029181 | 0.39811 | 0.40854 | 0.22 | 0.12 | 0 | 0.31623 | 3.4308e-09 | 0 | 3.4308e-09 | 0 | 0 | 0 | 2.1707e-12 | 0 | 2.1707e-12 | 8.3477e-13 | 2.2123e-10 | 2.2124e-10 | 6.5739e-13 | 3.5798e-11 | 2.2413e-10 | 438.4471 | 0.45686 | 0.0027229 | 0.0044247 | 2.638e-05 | 0 | 0 | 0.0017016 | 1.0145e-05 | 0.45097 | 0.0026878 | 0.00134 | 7.9892e-06 | 0.0049264 | 2.9371e-05
26.5 | 4886.1903 | 296 | 296 | 627.0605 | 45411.6764 | 199.0673 | 5.6332e-08 | 1.1295e-08 | 2.2528e-09 | 627.0605 | 199.0673 | 6.1524e-09 | 6.1524e-09 | 4.7941e-08 | 1.0645 | 0.064485 | 6.327e-13 | -1 | 5.5 | 3.3947 | 2.1053 | 0.00018054 | 0.0002298 | 0.00029181 | 0.39811 | 0.40854 | 0.22 | 0.12 | 0 | 0.31623 | 3.4308e-09 | 0 | 3.4308e-09 | 0 | 0 | 0 | 2.1707e-12 | 0 | 2.1707e-12 | 8.3477e-13 | 2.2123e-10 | 2.2124e-10 | 6.5739e-13 | 3.5798e-11 | 2.2413e-10 | 438.4471 | 0.45686 | 0.0027229 | 0.0044247 | 2.638e-05 | 0 | 0 | 0.0017016 | 1.0145e-05 | 0.45097 | 0.0026878 | 0.00134 | 7.9892e-06 | 0.0049264 | 2.9371e-05
26.5 | 4886.1903 | 296 | 296 | 627.0605 | 45411.6764 | 199.0673 | 5.6332e-08 | 1.1295e-08 | 2.2528e-09 | 627.0605 | 199.0673 | 6.1524e-09 | 6.1524e-09 | 4.7941e-08 | 1.0645 | 0.064485 | 6.327e-13 | -1 | 5.5 | 3.3947 | 2.1053 | 0.00018054 | 0.0002298 | 0.00029181 | 0.39811 | 0.40854 | 0.22 | 0.12 | 0 | 0.31623 | 3.4308e-09 | 0 | 3.4308e-09 | 0 | 0 | 0 | 2.1707e-12 | 0 | 2.1707e-12 | 8.3477e-13 | 2.2123e-10 | 2.2124e-10 | 6.5739e-13 | 3.5798e-11 | 2.2413e-10 | 438.4471 | 0.45686 | 0.0027229 | 0.0044247 | 2.638e-05 | 0 | 0 | 0.0017016 | 1.0145e-05 | 0.45097 | 0.0026878 | 0.00134 | 7.9892e-06 | 0.0049264 | 2.9371e-05
26.5 | 4886.1903 | 296 | 296 | 627.0605 | 45411.6764 | 199.0673 | 5.6332e-08 | 1.1295e-08 | 2.2528e-09 | 627.0605 | 199.0673 | 6.1524e-09 | 6.1524e-09 | 4.7941e-08 | 1.0645 | 0.064485 | 6.327e-13 | -1 | 5.5 | 3.3947 | 2.1053 | 0.00018054 | 0.0002298 | 0.00029181 | 0.39811 | 0.40854 | 0.22 | 0.12 | 0 | 0.31623 | 3.4308e-09 | 0 | 3.4308e-09 | 0 | 0 | 0 | 2.1707e-12 | 0 | 2.1707e-12 | 8.3477e-13 | 2.2123e-10 | 2.2124e-10 | 6.5739e-13 | 3.5798e-11 | 2.2413e-10 | 438.4471 | 0.45686 | 0.0027229 | 0.0044247 | 2.638e-05 | 0 | 0 | 0.0017016 | 1.0145e-05 | 0.45097 | 0.0026878 | 0.00134 | 7.9892e-06 | 0.0049264 | 2.9371e-05
26.5 | 4886.1903 | 296 | 296 | 627.0605 | 45411.6764 | 199.0673 | 5.6332e-08 | 1.1295e-08 | 2.2528e-09 | 627.0605 | 199.0673 | 6.1524e-09 | 6.1524e-09 | 4.7941e-08 | 1.0645 | 0.064485 | 6.327e-13 | -1 | 5.5 | 3.3947 | 2.1053 | 0.00018054 | 0.0002298 | 0.00029181 | 0.39811 | 0.40854 | 0.22 | 0.12 | 0 | 0.31623 | 3.4308e-09 | 0 | 3.4308e-09 | 0 | 0 | 0 | 2.1707e-12 | 0 | 2.1707e-12 | 8.3477e-13 | 2.2123e-10 | 2.2124e-10 | 6.5739e-13 | 3.5798e-11 | 2.2413e-10 | 438.4471 | 0.45686 | 0.0027229 | 0.0044247 | 2.638e-05 | 0 | 0 | 0.0017016 | 1.0145e-05 | 0.45097 | 0.0026878 | 0.00134 | 7.9892e-06 | 0.0049264 | 2.9371e-05
26.5 | 4886.1903 | 296 | 296 | 627.0605 | 45411.6764 | 199.0673 | 5.6332e-08 | 1.1295e-08 | 2.2528e-09 | 627.0605 | 199.0673 | 6.1524e-09 | 6.1524e-09 | 4.7941e-08 | 1.0645 | 0.064485 | 6.327e-13 | -1 | 5.5 | 3.3947 | 2.1053 | 0.00018054 | 0.0002298 | 0.00029181 | 0.39811 | 0.40854 | 0.22 | 0.12 | 0 | 0.31623 | 3.4308e-09 | 0 | 3.4308e-09 | 0 | 0 | 0 | 2.1707e-12 | 0 | 2.1707e-12 | 8.3477e-13 | 2.2123e-10 | 2.2124e-10 | 6.5739e-13 | 3.5798e-11 | 2.2413e-10 | 438.4471 | 0.45686 | 0.0027229 | 0.0044247 | 2.638e-05 | 0 | 0 | 0.0017016 | 1.0145e-05 | 0.45097 | 0.0026878 | 0.00134 | 7.9892e-06 | 0.0049264 | 2.9371e-05
26.5 | 4886.1903 | 296 | 296 | 627.0605 | 45411.6764 | 199.0673 | 5.6332e-08 | 1.1295e-08 | 2.2528e-09 | 627.0605 | 199.0673 | 6.1524e-09 | 6.1524e-09 | 4.7941e-08 | 1.0645 | 0.064485 | 6.327e-13 | -1 | 5.5 | 3.3947 | 2.1053 | 0.00018054 | 0.0002298 | 0.00029181 | 0.39811 | 0.40854 | 0.22 | 0.12 | 0 | 0.31623 | 3.4308e-09 | 0 | 3.4308e-09 | 0 | 0 | 0 | 2.1707e-12 | 0 | 2.1707e-12 | 8.3477e-13 | 2.2123e-10 | 2.2124e-10 | 6.5739e-13 | 3.5798e-11 | 2.2413e-10 | 438.4471 | 0.45686 | 0.0027229 | 0.0044247 | 2.638e-05 | 0 | 0 | 0.0017016 | 1.0145e-05 | 0.45097 | 0.0026878 | 0.00134 | 7.9892e-06 | 0.0049264 | 2.9371e-05
26.5 | 4886.1903 | 296 | 296 | 627.0605 | 45411.6764 | 199.0673 | 5.6332e-08 | 1.1295e-08 | 2.2528e-09 | 627.0605 | 199.0673 | 6.1524e-09 | 6.1524e-09 | 4.7941e-08 | 1.0645 | 0.064485 | 6.327e-13 | -1 | 5.5 | 3.3947 | 2.1053 | 0.00018054 | 0.0002298 | 0.00029181 | 0.39811 | 0.40854 | 0.22 | 0.12 | 0 | 0.31623 | 3.4308e-09 | 0 | 3.4308e-09 | 0 | 0 | 0 | 2.1707e-12 | 0 | 2.1707e-12 | 8.3477e-13 | 2.2123e-10 | 2.2124e-10 | 6.5739e-13 | 3.5798e-11 | 2.2413e-10 | 438.4471 | 0.45686 | 0.0027229 | 0.0044247 | 2.638e-05 | 0 | 0 | 0.0017016 | 1.0145e-05 | 0.45097 | 0.0026878 | 0.00134 | 7.9892e-06 | 0.0049264 | 2.9371e-05
26.5 | 4886.1903 | 296 | 296 | 627.0605 | 45411.6764 | 199.0673 | 5.6332e-08 | 1.1295e-08 | 2.2528e-09 | 627.0605 | 199.0673 | 6.1524e-09 | 6.1524e-09 | 4.7941e-08 | 1.0645 | 0.064485 | 6.327e-13 | -1 | 5.5 | 3.3947 | 2.1053 | 0.00018054 | 0.0002298 | 0.00029181 | 0.39811 | 0.40854 | 0.22 | 0.12 | 0 | 0.31623 | 3.4308e-09 | 0 | 3.4308e-09 | 0 | 0 | 0 | 2.1707e-12 | 0 | 2.1707e-12 | 8.3477e-13 | 2.2123e-10 | 2.2124e-10 | 6.5739e-13 | 3.5798e-11 | 2.2413e-10 | 438.4471 | 0.45686 | 0.0027229 | 0.0044247 | 2.638e-05 | 0 | 0 | 0.0017016 | 1.0145e-05 | 0.45097 | 0.0026878 | 0.00134 | 7.9892e-06 | 0.0049264 | 2.9371e-05
26.5 | 4886.1903 | 296 | 296 | 627.0605 | 45411.6764 | 199.0673 | 5.6332e-08 | 1.1295e-08 | 2.2528e-09 | 627.0605 | 199.0673 | 6.1524e-09 | 6.1524e-09 | 4.7941e-08 | 1.0645 | 0.064485 | 6.327e-13 | -1 | 5.5 | 3.3947 | 2.1053 | 0.00018054 | 0.0002298 | 0.00029181 | 0.39811 | 0.40854 | 0.22 | 0.12 | 0 | 0.31623 | 3.4308e-09 | 0 | 3.4308e-09 | 0 | 0 | 0 | 2.1707e-12 | 0 | 2.1707e-12 | 8.3477e-13 | 2.2123e-10 | 2.2124e-10 | 6.5739e-13 | 3.5798e-11 | 2.2413e-10 | 438.4471 | 0.45686 | 0.0027229 | 0.0044247 | 2.638e-05 | 0 | 0 | 0.0017016 | 1.0145e-05 | 0.45097 | 0.0026878 | 0.00134 | 7.9892e-06 | 0.0049264 | 2.9371e-05
26.5 | 4886.1903 | 296 | 296 | 627.0605 | 45411.6764 | 199.0673 | 5.6332e-08 | 1.1295e-08 | 2.2528e-09 | 627.0605 | 199.0673 | 6.1524e-09 | 6.1524e-09 | 4.7941e-08 | 1.0645 | 0.064485 | 6.327e-13 | -1 | 5.5 | 3.3947 | 2.1053 | 0.00018054 | 0.0002298 | 0.00029181 | 0.39811 | 0.40854 | 0.22 | 0.12 | 0 | 0.31623 | 3.4308e-09 | 0 | 3.4308e-09 | 0 | 0 | 0 | 2.1707e-12 | 0 | 2.1707e-12 | 8.3477e-13 | 2.2123e-10 | 2.2124e-10 | 6.5739e-13 | 3.5798e-11 | 2.2413e-10 | 438.4471 | 0.45686 | 0.0027229 | 0.0044247 | 2.638e-05 | 0 | 0 | 0.0017016 | 1.0145e-05 | 0.45097 | 0.0026878 | 0.00134 | 7.9892e-06 | 0.0049264 | 2.9371e-05
26.5 | 4886.1903 | 296 | 296 | 627.0605 | 45411.6764 | 199.0673 | 5.6332e-08 | 1.1295e-08 | 2.2528e-09 | 627.0605 | 199.0673 | 6.1524e-09 | 6.1524e-09 | 4.7941e-08 | 1.0645 | 0.064485 | 6.327e-13 | -1 | 5.5 | 3.3947 | 2.1053 | 0.00018054 | 0.0002298 | 0.00029181 | 0.39811 | 0.40854 | 0.22 | 0.12 | 0 | 0.31623 | 3.4308e-09 | 0 | 3.4308e-09 | 0 | 0 | 0 | 2.1707e-12 | 0 | 2.1707e-12 | 8.3477e-13 | 2.2123e-10 | 2.2124e-10 | 6.5739e-13 | 3.5798e-11 | 2.2413e-10 | 438.4471 | 0.45686 | 0.0027229 | 0.0044247 | 2.638e-05 | 0 | 0 | 0.0017016 | 1.0145e-05 | 0.45097 | 0.0026878 | 0.00134 | 7.9892e-06 | 0.0049264 | 2.9371e-05
26.5 | 4886.1903 | 296 | 296 | 627.0605 | 45411.6764 | 199.0673 | 5.6332e-08 | 1.1295e-08 | 2.2528e-09 | 627.0605 | 199.0673 | 6.1524e-09 | 6.1524e-09 | 4.7941e-08 | 1.0645 | 0.064485 | 6.327e-13 | -1 | 5.5 | 3.3947 | 2.1053 | 0.00018054 | 0.0002298 | 0.00029181 | 0.39811 | 0.40854 | 0.22 | 0.12 | 0 | 0.31623 | 3.4308e-09 | 0 | 3.4308e-09 | 0 | 0 | 0 | 2.1707e-12 | 0 | 2.1707e-12 | 8.3477e-13 | 2.2123e-10 | 2.2124e-10 | 6.5739e-13 | 3.5798e-11 | 2.2413e-10 | 438.4471 | 0.45686 | 0.0027229 | 0.0044247 | 2.638e-05 | 0 | 0 | 0.0017016 | 1.0145e-05 | 0.45097 | 0.0026878 | 0.00134 | 7.9892e-06 | 0.0049264 | 2.9371e-05
26.5 | 4886.1903 | 296 | 296 | 627.0605 | 45411.6764 | 199.0673 | 5.6332e-08 | 1.1295e-08 | 2.2528e-09 | 627.0605 | 199.0673 | 6.1524e-09 | 6.1524e-09 | 4.7941e-08 | 1.0645 | 0.064485 | 6.327e-13 | -1 | 5.5 | 3.3947 | 2.1053 | 0.00018054 | 0.0002298 | 0.00029181 | 0.39811 | 0.40854 | 0.22 | 0.12 | 0 | 0.31623 | 3.4308e-09 | 0 | 3.4308e-09 | 0 | 0 | 0 | 2.1707e-12 | 0 | 2.1707e-12 | 8.3477e-13 | 2.2123e-10 | 2.2124e-10 | 6.5739e-13 | 3.5798e-11 | 2.2413e-10 | 438.4471 | 0.45686 | 0.0027229 | 0.0044247 | 2.638e-05 | 0 | 0 | 0.0017016 | 1.0145e-05 | 0.45097 | 0.0026878 | 0.00134 | 7.9892e-06 | 0.0049264 | 2.9371e-05
26.5 | 4886.1903 | 296 | 296 | 627.0605 | 45411.6764 | 199.0673 | 5.6332e-08 | 1.1295e-08 | 2.2528e-09 | 627.0605 | 199.0673 | 6.1524e-09 | 6.1524e-09 | 4.7941e-08 | 1.0645 | 0.064485 | 6.327e-13 | -1 | 5.5 | 3.3947 | 2.1053 | 0.00018054 | 0.0002298 | 0.00029181 | 0.39811 | 0.40854 | 0.22 | 0.12 | 0 | 0.31623 | 3.4308e-09 | 0 | 3.4308e-09 | 0 | 0 | 0 | 2.1707e-12 | 0 | 2.1707e-12 | 8.3477e-13 | 2.2123e-10 | 2.2124e-10 | 6.5739e-13 | 3.5798e-11 | 2.2413e-10 | 438.4471 | 0.45686 | 0.0027229 | 0.0044247 | 2.638e-05 | 0 | 0 | 0.0017016 | 1.0145e-05 | 0.45097 | 0.0026878 | 0.00134 | 7.9892e-06 | 0.0049264 | 2.9371e-05
26.5 | 4886.1903 | 296 | 296 | 627.0605 | 45411.6764 | 199.0673 | 5.6332e-08 | 1.1295e-08 | 2.2528e-09 | 627.0605 | 199.0673 | 6.1524e-09 | 6.1524e-09 | 4.7941e-08 | 1.0645 | 0.064485 | 6.327e-13 | -1 | 5.5 | 3.3947 | 2.1053 | 0.00018054 | 0.0002298 | 0.00029181 | 0.39811 | 0.40854 | 0.22 | 0.12 | 0 | 0.31623 | 3.4308e-09 | 0 | 3.4308e-09 | 0 | 0 | 0 | 2.1707e-12 | 0 | 2.1707e-12 | 8.3477e-13 | 2.2123e-10 | 2.2124e-10 | 6.5739e-13 | 3.5798e-11 | 2.2413e-10 | 438.4471 | 0.45686 | 0.0027229 | 0.0044247 | 2.638e-05 | 0 | 0 | 0.0017016 | 1.0145e-05 | 0.45097 | 0.0026878 | 0.00134 | 7.9892e-06 | 0.0049264 | 2.9371e-05
26.5 | 4886.1903 | 296 | 296 | 627.0605 | 45411.6764 | 199.0673 | 5.6332e-08 | 1.1295e-08 | 2.2528e-09 | 627.0605 | 199.0673 | 6.1524e-09 | 6.1524e-09 | 4.7941e-08 | 1.0645 | 0.064485 | 6.327e-13 | -1 | 5.5 | 3.3947 | 2.1053 | 0.00018054 | 0.0002298 | 0.00029181 | 0.39811 | 0.40854 | 0.22 | 0.12 | 0 | 0.31623 | 3.4308e-09 | 0 | 3.4308e-09 | 0 | 0 | 0 | 2.1707e-12 | 0 | 2.1707e-12 | 8.3477e-13 | 2.2123e-10 | 2.2124e-10 | 6.5739e-13 | 3.5798e-11 | 2.2413e-10 | 438.4471 | 0.45686 | 0.0027229 | 0.0044247 | 2.638e-05 | 0 | 0 | 0.0017016 | 1.0145e-05 | 0.45097 | 0.0026878 | 0.00134 | 7.9892e-06 | 0.0049264 | 2.9371e-05
26.5 | 4886.1903 | 296 | 296 | 627.0605 | 45411.6764 | 199.0673 | 5.6332e-08 | 1.1295e-08 | 2.2528e-09 | 627.0605 | 199.0673 | 6.1524e-09 | 6.1524e-09 | 4.7941e-08 | 1.0645 | 0.064485 | 6.327e-13 | -1 | 5.5 | 3.3947 | 2.1053 | 0.00018054 | 0.0002298 | 0.00029181 | 0.39811 | 0.40854 | 0.22 | 0.12 | 0 | 0.31623 | 3.4308e-09 | 0 | 3.4308e-09 | 0 | 0 | 0 | 2.1707e-12 | 0 | 2.1707e-12 | 8.3477e-13 | 2.2123e-10 | 2.2124e-10 | 6.5739e-13 | 3.5798e-11 | 2.2413e-10 | 438.4471 | 0.45686 | 0.0027229 | 0.0044247 | 2.638e-05 | 0 | 0 | 0.0017016 | 1.0145e-05 | 0.45097 | 0.0026878 | 0.00134 | 7.9892e-06 | 0.0049264 | 2.9371e-05
26.5 | 4886.1903 | 296 | 296 | 627.0605 | 45411.6764 | 199.0673 | 5.6332e-08 | 1.1295e-08 | 2.2528e-09 | 627.0605 | 199.0673 | 6.1524e-09 | 6.1524e-09 | 4.7941e-08 | 1.0645 | 0.064485 | 6.327e-13 | -1 | 5.5 | 3.3947 | 2.1053 | 0.00018054 | 0.0002298 | 0.00029181 | 0.39811 | 0.40854 | 0.22 | 0.12 | 0 | 0.31623 | 3.4308e-09 | 0 | 3.4308e-09 | 0 | 0 | 0 | 2.1707e-12 | 0 | 2.1707e-12 | 8.3477e-13 | 2.2123e-10 | 2.2124e-10 | 6.5739e-13 | 3.5798e-11 | 2.2413e-10 | 438.4471 | 0.45686 | 0.0027229 | 0.0044247 | 2.638e-05 | 0 | 0 | 0.0017016 | 1.0145e-05 | 0.45097 | 0.0026878 | 0.00134 | 7.9892e-06 | 0.0049264 | 2.9371e-05
26.5 | 4886.1903 | 296 | 296 | 627.0605 | 45411.6764 | 199.0673 | 5.6332e-08 | 1.1295e-08 | 2.2528e-09 | 627.0605 | 199.0673 | 6.1524e-09 | 6.1524e-09 | 4.7941e-08 | 1.0645 | 0.064485 | 6.327e-13 | -1 | 5.5 | 3.3947 | 2.1053 | 0.00018054 | 0.0002298 | 0.00029181 | 0.39811 | 0.40854 | 0.22 | 0.12 | 0 | 0.31623 | 3.4308e-09 | 0 | 3.4308e-09 | 0 | 0 | 0 | 2.1707e-12 | 0 | 2.1707e-12 | 8.3477e-13 | 2.2123e-10 | 2.2124e-10 | 6.5739e-13 | 3.5798e-11 | 2.2413e-10 | 438.4471 | 0.45686 | 0.0027229 | 0.0044247 | 2.638e-05 | 0 | 0 | 0.0017016 | 1.0145e-05 | 0.45097 | 0.0026878 | 0.00134 | 7.9892e-06 | 0.0049264 | 2.9371e-05
26.5 | 4886.1903 | 296 | 296 | 627.0605 | 45411.6764 | 199.0673 | 5.6332e-08 | 1.1295e-08 | 2.2528e-09 | 627.0605 | 199.0673 | 6.1524e-09 | 6.1524e-09 | 4.7941e-08 | 1.0645 | 0.064485 | 6.327e-13 | -1 | 5.5 | 3.3947 | 2.1053 | 0.00018054 | 0.0002298 | 0.00029181 | 0.39811 | 0.40854 | 0.22 | 0.12 | 0 | 0.31623 | 3.4308e-09 | 0 | 3.4308e-09 | 0 | 0 | 0 | 2.1707e-12 | 0 | 2.1707e-12 | 8.3477e-13 | 2.2123e-10 | 2.2124e-10 | 6.5739e-13 | 3.5798e-11 | 2.2413e-10 | 438.4471 | 0.45686 | 0.0027229 | 0.0044247 | 2.638e-05 | 0 | 0 | 0.0017016 | 1.0145e-05 | 0.45097 | 0.0026878 | 0.00134 | 7.9892e-06 | 0.0049264 | 2.9371e-05
26.5 | 4886.1903 | 296 | 296 | 627.0605 | 45411.6764 | 199.0673 | 5.6332e-08 | 1.1295e-08 | 2.2528e-09 | 627.0605 | 199.0673 | 6.1524e-09 | 6.1524e-09 | 4.7941e-08 | 1.0645 | 0.064485 | 6.327e-13 | -1 | 5.5 | 3.3947 | 2.1053 | 0.00018054 | 0.0002298 | 0.00029181 | 0.39811 | 0.40854 | 0.22 | 0.12 | 0 | 0.31623 | 3.4308e-09 | 0 | 3.4308e-09 | 0 | 0 | 0 | 2.1707e-12 | 0 | 2.1707e-12 | 8.3477e-13 | 2.2123e-10 | 2.2124e-10 | 6.5739e-13 | 3.5798e-11 | 2.2413e-10 | 438.4471 | 0.45686 | 0.0027229 | 0.0044247 | 2.638e-05 | 0 | 0 | 0.0017016 | 1.0145e-05 | 0.45097 | 0.0026878 | 0.00134 | 7.9892e-06 | 0.0049264 | 2.9371e-05
26.5 | 4886.1903 | 296 | 296 | 627.0605 | 45411.6764 | 199.0673 | 5.6332e-08 | 1.1295e-08 | 2.2528e-09 | 627.0605 | 199.0673 | 6.1524e-09 | 6.1524e-09 | 4.7941e-08 | 1.0645 | 0.064485 | 6.327e-13 | -1 | 5.5 | 3.3947 | 2.1053 | 0.00018054 | 0.0002298 | 0.00029181 | 0.39811 | 0.40854 | 0.22 | 0.12 | 0 | 0.31623 | 3.4308e-09 | 0 | 3.4308e-09 | 0 | 0 | 0 | 2.1707e-12 | 0 | 2.1707e-12 | 8.3477e-13 | 2.2123e-10 | 2.2124e-10 | 6.5739e-13 | 3.5798e-11 | 2.2413e-10 | 438.4471 | 0.45686 | 0.0027229 | 0.0044247 | 2.638e-05 | 0 | 0 | 0.0017016 | 1.0145e-05 | 0.45097 | 0.0026878 | 0.00134 | 7.9892e-06 | 0.0049264 | 2.9371e-05
26.5 | 4886.1903 | 296 | 296 | 627.0605 | 45411.6764 | 199.0673 | 5.6332e-08 | 1.1295e-08 | 2.2528e-09 | 627.0605 | 199.0673 | 6.1524e-09 | 6.1524e-09 | 4.7941e-08 | 1.0645 | 0.064485 | 6.327e-13 | -1 | 5.5 | 3.3947 | 2.1053 | 0.00018054 | 0.0002298 | 0.00029181 | 0.39811 | 0.40854 | 0.22 | 0.12 | 0 | 0.31623 | 3.4308e-09 | 0 | 3.4308e-09 | 0 | 0 | 0 | 2.1707e-12 | 0 | 2.1707e-12 | 8.3477e-13 | 2.2123e-10 | 2.2124e-10 | 6.5739e-13 | 3.5798e-11 | 2.2413e-10 | 438.4471 | 0.45686 | 0.0027229 | 0.0044247 | 2.638e-05 | 0 | 0 | 0.0017016 | 1.0145e-05 | 0.45097 | 0.0026878 | 0.00134 | 7.9892e-06 | 0.0049264 | 2.9371e-05
26.5 | 4886.1903 | 296 | 296 | 627.0605 | 45411.6764 | 199.0673 | 5.6332e-08 | 1.1295e-08 | 2.2528e-09 | 627.0605 | 199.0673 | 6.1524e-09 | 6.1524e-09 | 4.7941e-08 | 1.0645 | 0.064485 | 6.327e-13 | -1 | 5.5 | 3.3947 | 2.1053 | 0.00018054 | 0.0002298 | 0.00029181 | 0.39811 | 0.40854 | 0.22 | 0.12 | 0 | 0.31623 | 3.4308e-09 | 0 | 3.4308e-09 | 0 | 0 | 0 | 2.1707e-12 | 0 | 2.1707e-12 | 8.3477e-13 | 2.2123e-10 | 2.2124e-10 | 6.5739e-13 | 3.5798e-11 | 2.2413e-10 | 438.4471 | 0.45686 | 0.0027229 | 0.0044247 | 2.638e-05 | 0 | 0 | 0.0017016 | 1.0145e-05 | 0.45097 | 0.0026878 | 0.00134 | 7.9892e-06 | 0.0049264 | 2.9371e-05
26.5 | 4886.1903 | 296 | 296 | 627.0605 | 45411.6764 | 199.0673 | 5.6332e-08 | 1.1295e-08 | 2.2528e-09 | 627.0605 | 199.0673 | 6.1524e-09 | 6.1524e-09 | 4.7941e-08 | 1.0645 | 0.064485 | 6.327e-13 | -1 | 5.5 | 3.3947 | 2.1053 | 0.00018054 | 0.0002298 | 0.00029181 | 0.39811 | 0.40854 | 0.22 | 0.12 | 0 | 0.31623 | 3.4308e-09 | 0 | 3.4308e-09 | 0 | 0 | 0 | 2.1707e-12 | 0 | 2.1707e-12 | 8.3477e-13 | 2.2123e-10 | 2.2124e-10 | 6.5739e-13 | 3.5798e-11 | 2.2413e-10 | 438.4471 | 0.45686 | 0.0027229 | 0.0044247 | 2.638e-05 | 0 | 0 | 0.0017016 | 1.0145e-05 | 0.45097 | 0.0026878 | 0.00134 | 7.9892e-06 | 0.0049264 | 2.9371e-05
26.5 | 4886.1903 | 296 | 296 | 627.0605 | 45411.6764 | 199.0673 | 5.6332e-08 | 1.1295e-08 | 2.2528e-09 | 627.0605 | 199.0673 | 6.1524e-09 | 6.1524e-09 | 4.7941e-08 | 1.0645 | 0.064485 | 6.327e-13 | -1 | 5.5 | 3.3947 | 2.1053 | 0.00018054 | 0.0002298 | 0.00029181 | 0.39811 | 0.40854 | 0.22 | 0.12 | 0 | 0.31623 | 3.4308e-09 | 0 | 3.4308e-09 | 0 | 0 | 0 | 2.1707e-12 | 0 | 2.1707e-12 | 8.3477e-13 | 2.2123e-10 | 2.2124e-10 | 6.5739e-13 | 3.5798e-11 | 2.2413e-10 | 438.4471 | 0.45686 | 0.0027229 | 0.0044247 | 2.638e-05 | 0 | 0 | 0.0017016 | 1.0145e-05 | 0.45097 | 0.0026878 | 0.00134 | 7.9892e-06 | 0.0049264 | 2.9371e-05

## NseMeas
T_0 | 290 | jitter1H1s | 0.8 | [5 empty] | MagKnown | 0.707 | [49 empty] | Breakdowns
k_mw | 1.3806e-20 | kT0dB | -173.9753 | BW | 3570000 |  |  |  | MagLimited | 0.409 | [5 empty] | Mismatch power | [25 empty] | Contributors
| Ambients |  |  | Actives | [6 empty] | 1.6463e-10 |  |  |  |  | 6e-07 |  | T Partials | 800000000 | (/deg) |  |  |  | time |  |  | Ujitter |  |  | Umatch |  |  |  | dut | [7 empty] | Deltas*Partials |  |  |  | 21.8 | [13 empty] | Jitter |  | Mismatch |  | ENR |  | User Cal |  | Tdrift |  | CNS Match |  | HNS Match |  | CNS Ucal Match |  | HMS Ucal Match |  | Total Match
F GHz | Thot | Tcold | TFFamb | Tpreamp | Tffactive | Gpreamp | TDUT | GDUT | Phot | Pcold | Prec | PUC | GUC | TDUT | GDUT | PH | PC | PC | PH | TH | TC | TFF | PR | cold | hot | rec | cold | hot | rec | ¦G¦ dut in | conf dut | ¦G¦ hot | ¦G¦ cold | RevRatio | U(PH)¦mm | U(PH)¦c1 | UmatchHot | UMatchCold | ¦G¦ dut out | ¦G¦ rec | conf rec | PC jitter | PC match | PC total | Ph jitter | Ph match | Ph total | PUC | Pr jitter | Pr total | Th total | TCdrift | TCff | TCtotal | TdutUnc | *NSD | dB | NT + nsd | NT - nsd | T | db | T | db | T | db | T | db | T | dB
0.1 | 1207.0605 | 298 | 298 | 864.5108 | 3340.2132 | 40.9826 | 438.4471 | 100 | 3.3429e-07 | 1.5067e-07 | 1.7932e-10 | 1.7463e-09 | 40.9826 | 438.4471 | 100 | 2.4382e-07 | 8.8563e-08 | 8960903790.7757 | 4010234513.6494 | 0.81004 | -1.81 | 0.00024401 | 4950669277.1263 | 0.1 | 0.1 | 0.1 | 0.0013389 | 0.0013389 | 0.0013389 | 0.2 | 0.40854 | 0.1 | 1 | 0 | 0.016342 | 0 | 0.016342 | 0 | 0.31623 | 0.17783 |  | 1.8077 | 0 | 1.8077 | 1.7949 | 15.9782 | 16.0787 | 0.10715 | 0.0011886 | 0.10716 | 11.322 | 0 | 0 | 0 | 19.7482 | 39.4964 | 0.22931 | 477.9435 | 398.9506 | 5.095 | 0.03027 | 31.9564 | 0.18646 | 22.644 | 0.13295 | 0.21431 | 0.0012775 | 0 | 0 | 0 | 0 | 31.9564 | 0.18646 | 0 | 0 | 0.20144 | 0.0012008 | 31.9571 | 0.18646
0.628 | 1207.0605 | 298 | 298 | 864.5108 | 3340.2132 | 42.2988 | 438.4471 | 100 | 3.4502e-07 | 1.555e-07 | 1.7932e-10 | 1.8023e-09 | 42.2988 | 438.4471 | 100 | 2.5165e-07 | 9.1407e-08 | 8682092562.7897 | 3885465926.2817 | 0.81004 | -1.81 | 0.00023641 | 4796626636.508 | 0.1 | 0.1 | 0.1 | 0.0013389 | 0.0013389 | 0.0013389 | 0.2 | 0.40854 | 0.1 | 1 | 0 | 0.016342 | 0 | 0.016342 | 0 | 0.31623 | 0.17783 | 0.40854 | 1.8077 | 0 | 1.8077 | 1.7949 | 15.9783 | 16.0788 | 0.10715 | 0.0011516 | 0.10716 | 11.322 | 0 | 0 | 0 | 19.7483 | 39.4965 | 0.22931 | 477.9436 | 398.9505 | 5.0948 | 0.030269 | 31.9565 | 0.18646 | 22.6441 | 0.13295 | 0.21431 | 0.0012775 | 0 | 0 | 0 | 0 | 31.9565 | 0.18646 | 0 | 0 | 0.20144 | 0.0012008 | 31.9572 | 0.18647
1.156 | 1207.0605 | 298 | 298 | 864.5108 | 3340.2132 | 43.6572 | 438.4471 | 100 | 3.561e-07 | 1.6049e-07 | 1.7932e-10 | 1.8602e-09 | 43.6572 | 438.4471 | 100 | 2.5973e-07 | 9.4343e-08 | 8411955959.3134 | 3764578846.8165 | 0.81004 | -1.81 | 0.00022906 | 4647377112.4968 | 0.1 | 0.1 | 0.1 | 0.0013389 | 0.0013389 | 0.0013389 | 0.2 | 0.40854 | 0.1 | 1 | 0 | 0.016342 | 0 | 0.016342 | 0 | 0.31623 | 0.17783 | 0.40854 | 1.8076 | 0 | 1.8076 | 1.7949 | 15.9783 | 16.0788 | 0.10715 | 0.0011158 | 0.10716 | 11.3221 | 0 | 0 | 0 | 19.7483 | 39.4966 | 0.22931 | 477.9437 | 398.9504 | 5.0947 | 0.030269 | 31.9566 | 0.18646 | 22.6441 | 0.13295 | 0.21431 | 0.0012775 | 0 | 0 | 0 | 0 | 31.9566 | 0.18646 | 0 | 0 | 0.20144 | 0.0012008 | 31.9573 | 0.18647
1.684 | 1207.0605 | 298 | 298 | 864.5108 | 3340.2132 | 45.0593 | 438.4471 | 100 | 3.6753e-07 | 1.6564e-07 | 1.7932e-10 | 1.92e-09 | 45.0593 | 438.4471 | 100 | 2.6807e-07 | 9.7373e-08 | 8150224109.7143 | 3647452544.9291 | 0.81005 | -1.81 | 0.00022193 | 4502771564.7852 | 0.1 | 0.1 | 0.1 | 0.0013389 | 0.0013389 | 0.0013389 | 0.2 | 0.40854 | 0.1 | 1 | 0 | 0.016342 | 0 | 0.016342 | 0 | 0.31623 | 0.17783 | 0.40854 | 1.8075 | 0 | 1.8075 | 1.7949 | 15.9784 | 16.0789 | 0.10715 | 0.0010811 | 0.10716 | 11.3221 | 0 | 0 | 0 | 19.7484 | 39.4967 | 0.22931 | 477.9438 | 398.9503 | 5.0946 | 0.030268 | 31.9567 | 0.18646 | 22.6442 | 0.13295 | 0.21431 | 0.0012775 | 0 | 0 | 0 | 0 | 31.9567 | 0.18646 | 0 | 0 | 0.20144 | 0.0012008 | 31.9574 | 0.18647
2.212 | 1207.0605 | 298 | 298 | 864.5108 | 6953.2276 | 46.5063 | 438.4471 | 100 | 3.795e-07 | 1.7113e-07 | 3.5739e-10 | 1.9816e-09 | 46.5063 | 438.4471 | 100 | 2.7668e-07 | 1.005e-07 | 7896635537.7797 | 3533970044.1363 | 0.81005 | -1.81 | 0.00021502 | 4362665493.6434 | 0.1 | 0.1 | 0.1 | 0.0013389 | 0.0013389 | 0.0013389 | 0.2 | 0.40854 | 0.1 | 1 | 0 | 0.016342 | 0 | 0.016342 | 0 | 0.31623 | 0.17783 | 0.40854 | 1.8094 | 0 | 1.8094 | 1.7957 | 15.9784 | 16.079 | 0.10716 | 0.0020876 | 0.10718 | 11.3221 | 0 | 0 | 0 | 19.7487 | 39.4973 | 0.22932 | 477.9444 | 398.9497 | 5.0984 | 0.03029 | 31.9568 | 0.18646 | 22.6443 | 0.13295 | 0.21432 | 0.0012776 | 0 | 0 | 0 | 0 | 31.9568 | 0.18646 | 0 | 0 | 0.20144 | 0.0012008 | 31.9574 | 0.18647
2.74 | 1207.0605 | 298 | 298 | 864.5108 | 4280.1676 | 47.9999 | 438.4471 | 100 | 3.9155e-07 | 1.7648e-07 | 2.2565e-10 | 2.0453e-09 | 47.9999 | 438.4471 | 100 | 2.8557e-07 | 1.0373e-07 | 7650936900.688 | 3424018005.1622 | 0.81005 | -1.8101 | 0.00020833 | 4226918895.5258 | 0.1 | 0.1 | 0.1 | 0.0013389 | 0.0013389 | 0.0013389 | 0.2 | 0.40854 | 0.1 | 1 | 0 | 0.016342 | 0 | 0.016342 | 0 | 0.31623 | 0.17783 | 0.40854 | 1.8079 | 0 | 1.8079 | 1.7951 | 15.9785 | 16.079 | 0.10716 | 0.001277 | 0.10716 | 11.3222 | 0 | 0 | 0 | 19.7485 | 39.4971 | 0.22932 | 477.9441 | 398.95 | 5.0954 | 0.030273 | 31.9569 | 0.18646 | 22.6443 | 0.13295 | 0.21431 | 0.0012775 | 0 | 0 | 0 | 0 | 31.9569 | 0.18646 | 0 | 0 | 0.20144 | 0.0012008 | 31.9575 | 0.18647
3.268 | 1207.0605 | 298 | 298 | 864.5108 | 4280.1676 | 49.5414 | 438.4471 | 100 | 4.0412e-07 | 1.8215e-07 | 2.2565e-10 | 2.1109e-09 | 49.5414 | 438.4471 | 100 | 2.9474e-07 | 1.0706e-07 | 7412882736.092 | 3317486612.9224 | 0.81005 | -1.8101 | 0.00020185 | 4095396123.1696 | 0.1 | 0.1 | 0.1 | 0.0013389 | 0.0013389 | 0.0013389 | 0.2 | 0.40854 | 0.1 | 1 | 0 | 0.016342 | 0 | 0.016342 | 0 | 0.31623 | 0.17783 | 0.40854 | 1.8078 | 0 | 1.8078 | 1.795 | 15.9785 | 16.079 | 0.10716 | 0.0012373 | 0.10716 | 11.3222 | 0 | 0 | 0 | 19.7486 | 39.4971 | 0.22932 | 477.9442 | 398.9499 | 5.0953 | 0.030272 | 31.957 | 0.18646 | 22.6444 | 0.13295 | 0.21431 | 0.0012775 | 0 | 0 | 0 | 0 | 31.957 | 0.18646 | 0 | 0 | 0.20144 | 0.0012008 | 31.9576 | 0.18647
3.796 | 1207.0605 | 298 | 298 | 864.5108 | 4280.1676 | 51.1324 | 438.4471 | 100 | 4.1709e-07 | 1.8799e-07 | 2.2565e-10 | 2.1787e-09 | 51.1324 | 438.4471 | 100 | 3.042e-07 | 1.105e-07 | 7182235217.0618 | 3214269467.0148 | 0.81005 | -1.8101 | 0.00019557 | 3967965750.047 | 0.1 | 0.1 | 0.1 | 0.0013389 | 0.0013389 | 0.0013389 | 0.2 | 0.40854 | 0.1 | 1 | 0 | 0.016342 | 0 | 0.016342 | 0 | 0.31623 | 0.17783 | 0.40854 | 1.8078 | 0 | 1.8078 | 1.795 | 15.9785 | 16.079 | 0.10716 | 0.0011988 | 0.10716 | 11.3222 | 0 | 0 | 0 | 19.7486 | 39.4972 | 0.22932 | 477.9443 | 398.9498 | 5.0951 | 0.030271 | 31.9571 | 0.18646 | 22.6444 | 0.13295 | 0.21431 | 0.0012775 | 0 | 0 | 0 | 0 | 31.9571 | 0.18646 | 0 | 0 | 0.20144 | 0.0012008 | 31.9577 | 0.18647
4.324 | 1207.0605 | 298 | 298 | 627.0605 | 4280.1676 | 52.7745 | 438.4471 | 100 | 4.2986e-07 | 1.934e-07 | 2.2565e-10 | 1.6311e-09 | 52.7745 | 438.4471 | 100 | 3.1397e-07 | 1.1405e-07 | 6958763914.6441 | 3114263475.6096 | 0.81006 | -1.8101 | 0.00018949 | 3844500439.0345 | 0.1 | 0.1 | 0.1 | 0.0013389 | 0.0013389 | 0.0013389 | 0.2 | 0.40854 | 0.1 | 1 | 0 | 0.016342 | 0 | 0.016342 | 0 | 0.31623 | 0.39811 | 0.40854 | 1.802 | 0 | 1.802 | 1.7924 | 15.9786 | 16.0788 | 0.22843 | 0.0011615 | 0.22843 | 11.3222 | 0 | 0 | 0 | 19.7489 | 39.4978 | 0.22932 | 477.9449 | 398.9492 | 5.0832 | 0.030201 | 31.9571 | 0.18647 | 22.6445 | 0.13295 | 0.45685 | 0.0027229 | 0 | 0 | 0 | 0 | 31.9571 | 0.18647 | 0 | 0 | 0.45097 | 0.0026878 | 31.9603 | 0.18648
4.852 | 1207.0605 | 298 | 298 | 627.0605 | 6953.2276 | 54.4693 | 438.4471 | 100 | 4.4379e-07 | 1.9974e-07 | 3.5739e-10 | 1.6834e-09 | 54.4693 | 438.4471 | 100 | 3.2405e-07 | 1.1771e-07 | 6742245567.8012 | 3017368752.6317 | 0.81006 | -1.8101 | 0.00018359 | 3724876815.1695 | 0.1 | 0.1 | 0.1 | 0.0013389 | 0.0013389 | 0.0013389 | 0.2 | 0.40854 | 0.1 | 1 | 0 | 0.016342 | 0 | 0.016342 | 0 | 0.31623 | 0.39811 | 0.40854 | 1.8031 | 0 | 1.8031 | 1.7929 | 15.9786 | 16.0789 | 0.22843 | 0.0017824 | 0.22844 | 11.3223 | 0 | 0 | 0 | 19.7491 | 39.4982 | 0.22932 | 477.9453 | 398.9488 | 5.0855 | 0.030214 | 31.9572 | 0.18647 | 22.6445 | 0.13295 | 0.45686 | 0.0027229 | 0 | 0 | 0 | 0 | 31.9572 | 0.18647 | 0 | 0 | 0.45097 | 0.0026878 | 31.9604 | 0.18648
5.38 | 1207.0605 | 298 | 298 | 627.0605 | 6953.2276 | 56.2186 | 438.4471 | 100 | 4.5803e-07 | 2.0614e-07 | 3.5739e-10 | 1.7375e-09 | 56.2186 | 438.4471 | 100 | 3.3446e-07 | 1.2149e-07 | 6532463860.4995 | 2923488518.1344 | 0.81006 | -1.8101 | 0.00017788 | 3608975342.3651 | 0.1 | 0.1 | 0.1 | 0.0013389 | 0.0013389 | 0.0013389 | 0.2 | 0.40854 | 0.1 | 1 | 0 | 0.016342 | 0 | 0.016342 | 0 | 0.31623 | 0.39811 | 0.40854 | 1.803 | 0 | 1.803 | 1.7929 | 15.9786 | 16.0789 | 0.22843 | 0.001727 | 0.22843 | 11.3223 | 0 | 0 | 0 | 19.7492 | 39.4983 | 0.22932 | 477.9454 | 398.9488 | 5.0854 | 0.030213 | 31.9573 | 0.18647 | 22.6446 | 0.13295 | 0.45686 | 0.0027229 | 0 | 0 | 0 | 0 | 31.9573 | 0.18647 | 0 | 0 | 0.45097 | 0.0026878 | 31.9605 | 0.18648
5.908 | 1207.0605 | 298 | 298 | 627.0605 | 6953.2276 | 58.024 | 438.4471 | 100 | 4.7273e-07 | 2.1275e-07 | 3.5739e-10 | 1.7933e-09 | 58.024 | 438.4471 | 100 | 3.452e-07 | 1.2539e-07 | 6329209205.7278 | 2832529001.7661 | 0.81006 | -1.8101 | 0.00017234 | 3496680203.9617 | 0.1 | 0.1 | 0.1 | 0.0013389 | 0.0013389 | 0.0013389 | 0.2 | 0.40854 | 0.1 | 1 | 0 | 0.016342 | 0 | 0.016342 | 0 | 0.31623 | 0.39811 | 0.40854 | 1.8029 | 0 | 1.8029 | 1.7928 | 15.9787 | 16.0789 | 0.22843 | 0.0016732 | 0.22843 | 11.3223 | 0 | 0 | 0 | 19.7492 | 39.4984 | 0.22932 | 477.9454 | 398.9487 | 5.0852 | 0.030212 | 31.9574 | 0.18647 | 22.6446 | 0.13295 | 0.45686 | 0.0027229 | 0 | 0 | 0 | 0 | 31.9574 | 0.18647 | 0 | 0 | 0.45097 | 0.0026878 | 31.9605 | 0.18648
6.436 | 1207.0605 | 298 | 298 | 438.4471 | 6953.2276 | 59.8875 | 438.4471 | 100 | 4.8734e-07 | 2.1901e-07 | 3.5739e-10 | 1.2942e-09 | 59.8875 | 438.4471 | 100 | 3.5629e-07 | 1.2942e-07 | 6132278536.228 | 2744399349.2328 | 0.81006 | -1.8101 | 0.00016698 | 3387879186.9952 | 0.1 | 0.1 | 0.1 | 0.0013389 | 0.0013389 | 0.0013389 | 0.2 | 0.40854 | 0.1 | 1 | 0 | 0.016342 | 0 | 0.016342 | 0 | 0.31623 | 0.39811 | 0.40854 | 1.7982 | 0 | 1.7982 | 1.7908 | 15.9787 | 16.0788 | 0.22843 | 0.0016212 | 0.22843 | 11.3223 | 0 | 0 | 0 | 19.7486 | 39.4972 | 0.22932 | 477.9443 | 398.9498 | 5.0756 | 0.030156 | 31.9574 | 0.18647 | 22.6447 | 0.13295 | 0.45685 | 0.0027229 | 0 | 0 | 0 | 0 | 31.9574 | 0.18647 | 0 | 0 | 0.45097 | 0.0026878 | 31.9606 | 0.18648
6.964 | 1207.0605 | 298 | 298 | 438.4471 | 6953.2276 | 61.8107 | 438.4471 | 100 | 5.0298e-07 | 2.2604e-07 | 3.5739e-10 | 1.3357e-09 | 61.8107 | 438.4471 | 100 | 3.6773e-07 | 1.3357e-07 | 5941475101.7312 | 2659011531.6652 | 0.81007 | -1.8101 | 0.00016178 | 3282463570.066 | 0.1 | 0.1 | 0.1 | 0.0013389 | 0.0013389 | 0.0013389 | 0.2 | 0.40854 | 0.1 | 1 | 0 | 0.016342 | 0 | 0.016342 | 0 | 0.31623 | 0.39811 | 0.40854 | 1.7982 | 0 | 1.7982 | 1.7907 | 15.9788 | 16.0788 | 0.22843 | 0.0015707 | 0.22843 | 11.3224 | 0 | 0 | 0 | 19.7486 | 39.4973 | 0.22932 | 477.9443 | 398.9498 | 5.0755 | 0.030155 | 31.9575 | 0.18647 | 22.6447 | 0.13295 | 0.45685 | 0.0027229 | 0 | 0 | 0 | 0 | 31.9575 | 0.18647 | 0 | 0 | 0.45097 | 0.0026878 | 31.9607 | 0.18649
7.492 | 1207.0605 | 298 | 298 | 438.4471 | 6953.2276 | 63.7958 | 438.4471 | 100 | 5.1912e-07 | 2.3328e-07 | 3.5739e-10 | 1.3786e-09 | 63.7958 | 438.4471 | 100 | 3.7954e-07 | 1.3786e-07 | 5756608272.4963 | 2576280257.799 | 0.81007 | -1.8101 | 0.00015675 | 3180328014.6973 | 0.1 | 0.1 | 0.1 | 0.0013389 | 0.0013389 | 0.0013389 | 0.2 | 0.40854 | 0.1 | 1 | 0 | 0.016342 | 0 | 0.016342 | 0 | 0.31623 | 0.39811 | 0.40854 | 1.7981 | 0 | 1.7981 | 1.7907 | 15.9788 | 16.0788 | 0.22843 | 0.0015219 | 0.22843 | 11.3224 | 0 | 0 | 0 | 19.7487 | 39.4973 | 0.22932 | 477.9444 | 398.9497 | 5.0753 | 0.030154 | 31.9576 | 0.18647 | 22.6448 | 0.13295 | 0.45685 | 0.0027229 | 0 | 0 | 0 | 0 | 31.9576 | 0.18647 | 0 | 0 | 0.45097 | 0.0026878 | 31.9608 | 0.18649
8.02 | 1207.0605 | 298 | 298 | 438.4471 | 5463.5002 | 65.8446 | 438.4471 | 100 | 5.3571e-07 | 2.4069e-07 | 2.8397e-10 | 1.4229e-09 | 65.8446 | 438.4471 | 100 | 3.9173e-07 | 1.4229e-07 | 5577493348.956 | 2496122888.8827 | 0.81007 | -1.8101 | 0.00015187 | 3081370460.0733 | 0.1 | 0.1 | 0.1 | 0.0013389 | 0.0013389 | 0.0013389 | 0.2 | 0.40854 | 0.1 | 1 | 0 | 0.016342 | 0 | 0.016342 | 0 | 0.31623 | 0.39811 | 0.40854 | 1.7974 | 0 | 1.7974 | 1.7904 | 15.9788 | 16.0788 | 0.22842 | 0.0011716 | 0.22843 | 11.3224 | 0 | 0 | 0 | 19.7486 | 39.4973 | 0.22932 | 477.9443 | 398.9498 | 5.074 | 0.030146 | 31.9576 | 0.18647 | 22.6448 | 0.13295 | 0.45685 | 0.0027228 | 0 | 0 | 0 | 0 | 31.9576 | 0.18647 | 0 | 0 | 0.45097 | 0.0026878 | 31.9608 | 0.18649
8.548 | 1207.0605 | 298 | 298 | 438.4471 | 5463.5002 | 67.9592 | 438.4471 | 100 | 5.5291e-07 | 2.4841e-07 | 2.8397e-10 | 1.4686e-09 | 67.9592 | 438.4471 | 100 | 4.0431e-07 | 1.4686e-07 | 5403951377.2804 | 2418459356.2266 | 0.81007 | -1.8101 | 0.00014715 | 2985492021.0538 | 0.1 | 0.1 | 0.1 | 0.0013389 | 0.0013389 | 0.0013389 | 0.2 | 0.40854 | 0.1 | 1 | 0 | 0.016342 | 0 | 0.016342 | 0 | 0.31623 | 0.39811 | 0.40854 | 1.7974 | 0 | 1.7974 | 1.7904 | 15.9788 | 16.0788 | 0.22842 | 0.0011351 | 0.22843 | 11.3224 | 0 | 0 | 0 | 19.7487 | 39.4973 | 0.22932 | 477.9444 | 398.9498 | 5.0739 | 0.030145 | 31.9577 | 0.18647 | 22.6449 | 0.13295 | 0.45685 | 0.0027228 | 0 | 0 | 0 | 0 | 31.9577 | 0.18647 | 0 | 0 | 0.45097 | 0.0026878 | 31.9609 | 0.18649
9.076 | 1207.0605 | 298 | 298 | 438.4471 | 5463.5002 | 70.1417 | 438.4471 | 100 | 5.7065e-07 | 2.5638e-07 | 2.8397e-10 | 1.5158e-09 | 70.1417 | 438.4471 | 100 | 4.1729e-07 | 1.5158e-07 | 5235808970.6741 | 2343212081.3135 | 0.81007 | -1.8101 | 0.00014257 | 2892596889.3606 | 0.1 | 0.1 | 0.1 | 0.0013389 | 0.0013389 | 0.0013389 | 0.2 | 0.40854 | 0.1 | 1 | 0 | 0.016342 | 0 | 0.016342 | 0 | 0.31623 | 0.39811 | 0.40854 | 1.7973 | 0 | 1.7973 | 1.7904 | 15.9789 | 16.0789 | 0.22842 | 0.0010998 | 0.22843 | 11.3225 | 0 | 0 | 0 | 19.7487 | 39.4974 | 0.22932 | 477.9444 | 398.9497 | 5.0738 | 0.030145 | 31.9578 | 0.18647 | 22.6449 | 0.13295 | 0.45685 | 0.0027228 | 0 | 0 | 0 | 0 | 31.9578 | 0.18647 | 0 | 0 | 0.45097 | 0.0026878 | 31.9609 | 0.18649
9.604 | 1207.0605 | 298 | 298 | 438.4471 | 5463.5002 | 72.3942 | 438.4471 | 100 | 5.8897e-07 | 2.6461e-07 | 2.8397e-10 | 1.5644e-09 | 72.3942 | 438.4471 | 100 | 4.3069e-07 | 1.5644e-07 | 5072898136.2288 | 2270305898.3888 | 0.81007 | -1.8101 | 0.00013813 | 2802592237.84 | 0.1 | 0.1 | 0.1 | 0.0013389 | 0.0013389 | 0.0013389 | 0.2 | 0.40854 | 0.1 | 1 | 0 | 0.016342 | 0 | 0.016342 | 0 | 0.31623 | 0.39811 | 0.40854 | 1.7973 | 0 | 1.7973 | 1.7903 | 15.9789 | 16.0789 | 0.22842 | 0.0010656 | 0.22843 | 11.3225 | 0 | 0 | 0 | 19.7487 | 39.4974 | 0.22932 | 477.9445 | 398.9496 | 5.0737 | 0.030144 | 31.9578 | 0.18647 | 22.645 | 0.13295 | 0.45685 | 0.0027228 | 0 | 0 | 0 | 0 | 31.9578 | 0.18647 | 0 | 0 | 0.45097 | 0.0026878 | 31.961 | 0.18649
10.132 | 1207.0605 | 298 | 298 | 438.4471 | 5463.5002 | 74.7192 | 438.4471 | 100 | 6.0788e-07 | 2.731e-07 | 2.8397e-10 | 1.6147e-09 | 74.7192 | 438.4471 | 100 | 4.4453e-07 | 1.6147e-07 | 4915056107.1594 | 2199667979.4561 | 0.81007 | -1.8101 | 0.00013383 | 2715388127.7033 | 0.1 | 0.1 | 0.1 | 0.0013389 | 0.0013389 | 0.0013389 | 0.2 | 0.40854 | 0.1 | 1 | 0 | 0.016342 | 0 | 0.016342 | 0 | 0.31623 | 0.39811 | 0.40854 | 1.7972 | 0 | 1.7972 | 1.7903 | 15.9789 | 16.0789 | 0.22842 | 0.0010324 | 0.22843 | 11.3225 | 0 | 0 | 0 | 19.7487 | 39.4975 | 0.22932 | 477.9445 | 398.9496 | 5.0735 | 0.030143 | 31.9579 | 0.18647 | 22.645 | 0.13295 | 0.45685 | 0.0027228 | 0 | 0 | 0 | 0 | 31.9579 | 0.18647 | 0 | 0 | 0.45097 | 0.0026878 | 31.961 | 0.18649
10.66 | 1207.0605 | 298 | 298 | 438.4471 | 5463.5002 | 77.1188 | 438.4471 | 100 | 6.2739e-07 | 2.8186e-07 | 2.8397e-10 | 1.6665e-09 | 77.1188 | 438.4471 | 100 | 4.588e-07 | 1.6665e-07 | 4762125180.2553 | 2131227761.6018 | 0.81008 | -1.8101 | 0.00012967 | 2630897418.6535 | 0.1 | 0.1 | 0.1 | 0.0013389 | 0.0013389 | 0.0013389 | 0.2 | 0.40854 | 0.1 | 1 | 0 | 0.016342 | 0 | 0.016342 | 0 | 0.31623 | 0.39811 | 0.40854 | 1.7972 | 0 | 1.7972 | 1.7903 | 15.979 | 16.0789 | 0.22842 | 0.0010003 | 0.22843 | 11.3225 | 0 | 0 | 0 | 19.7488 | 39.4975 | 0.22932 | 477.9446 | 398.9495 | 5.0734 | 0.030143 | 31.9579 | 0.18647 | 22.645 | 0.13295 | 0.45685 | 0.0027228 | 0 | 0 | 0 | 0 | 31.9579 | 0.18647 | 0 | 0 | 0.45097 | 0.0026878 | 31.9611 | 0.18649
11.188 | 1207.0605 | 298 | 298 | 438.4471 | 5463.5002 | 79.5954 | 438.4471 | 100 | 6.4753e-07 | 2.909e-07 | 2.8397e-10 | 1.7201e-09 | 79.5954 | 438.4471 | 100 | 4.7354e-07 | 1.7201e-07 | 4613952558.3861 | 2064916876.5764 | 0.81008 | -1.8101 | 0.00012564 | 2549035681.8097 | 0.1 | 0.1 | 0.1 | 0.0013389 | 0.0013389 | 0.0013389 | 0.2 | 0.40854 | 0.1 | 1 | 0 | 0.016342 | 0 | 0.016342 | 0 | 0.31623 | 0.39811 | 0.40854 | 1.7971 | 0 | 1.7971 | 1.7903 | 15.979 | 16.079 | 0.22842 | 0.00096918 | 0.22843 | 11.3225 | 0 | 0 | 0 | 19.7488 | 39.4976 | 0.22932 | 477.9446 | 398.9495 | 5.0733 | 0.030142 | 31.958 | 0.18647 | 22.6451 | 0.13295 | 0.45685 | 0.0027228 | 0 | 0 | 0 | 0 | 31.958 | 0.18647 | 0 | 0 | 0.45097 | 0.0026878 | 31.9612 | 0.18649
11.716 | 1207.0605 | 298 | 298 | 438.4471 | 5463.5002 | 82.1516 | 438.4471 | 100 | 6.6832e-07 | 3.0023e-07 | 2.8397e-10 | 1.7753e-09 | 82.1516 | 438.4471 | 100 | 4.8874e-07 | 1.7753e-07 | 4470390197.9035 | 2000669082.5648 | 0.81008 | -1.8101 | 0.00012173 | 2469721115.3387 | 0.1 | 0.1 | 0.1 | 0.0013389 | 0.0013389 | 0.0013389 | 0.2 | 0.40854 | 0.1 | 1 | 0 | 0.016342 | 0 | 0.016342 | 0 | 0.31623 | 0.39811 | 0.40854 | 1.7971 | 0 | 1.7971 | 1.7903 | 15.979 | 16.079 | 0.22842 | 0.00093902 | 0.22843 | 11.3226 | 0 | 0 | 0 | 19.7488 | 39.4976 | 0.22932 | 477.9447 | 398.9494 | 5.0732 | 0.030141 | 31.958 | 0.18647 | 22.6451 | 0.13295 | 0.45685 | 0.0027228 | 0 | 0 | 0 | 0 | 31.958 | 0.18647 | 0 | 0 | 0.45097 | 0.0026878 | 31.9612 | 0.18649
12.244 | 1207.0605 | 298 | 298 | 438.4471 | 5463.5002 | 84.7899 | 438.4471 | 100 | 6.8977e-07 | 3.0987e-07 | 2.8397e-10 | 1.8323e-09 | 84.7899 | 438.4471 | 100 | 5.0444e-07 | 1.8323e-07 | 4331294660.7885 | 1938420198.0742 | 0.81008 | -1.8101 | 0.00011794 | 2392874462.7143 | 0.1 | 0.1 | 0.1 | 0.0013389 | 0.0013389 | 0.0013389 | 0.2 | 0.40854 | 0.1 | 1 | 0 | 0.016342 | 0 | 0.016342 | 0 | 0.31623 | 0.39811 | 0.40854 | 1.797 | 0 | 1.797 | 1.7902 | 15.979 | 16.079 | 0.22842 | 0.0009098 | 0.22843 | 11.3226 | 0 | 0 | 0 | 19.7488 | 39.4977 | 0.22932 | 477.9447 | 398.9494 | 5.0731 | 0.030141 | 31.9581 | 0.18647 | 22.6451 | 0.13295 | 0.45685 | 0.0027228 | 0 | 0 | 0 | 0 | 31.9581 | 0.18647 | 0 | 0 | 0.45097 | 0.0026878 | 31.9613 | 0.18649
12.772 | 1207.0605 | 298 | 298 | 438.4471 | 5463.5002 | 87.5129 | 438.4471 | 100 | 7.1191e-07 | 3.1981e-07 | 2.8397e-10 | 1.8911e-09 | 87.5129 | 438.4471 | 100 | 5.2064e-07 | 1.8911e-07 | 4196526971.3949 | 1878108037.8769 | 0.81008 | -1.8101 | 0.00011427 | 2318418933.518 | 0.1 | 0.1 | 0.1 | 0.0013389 | 0.0013389 | 0.0013389 | 0.2 | 0.40854 | 0.1 | 1 | 0 | 0.016342 | 0 | 0.016342 | 0 | 0.31623 | 0.39811 | 0.40854 | 1.797 | 0 | 1.797 | 1.7902 | 15.9791 | 16.079 | 0.22842 | 0.00088149 | 0.22843 | 11.3226 | 0 | 0 | 0 | 19.7489 | 39.4977 | 0.22932 | 477.9448 | 398.9493 | 5.073 | 0.03014 | 31.9581 | 0.18647 | 22.6452 | 0.13295 | 0.45685 | 0.0027228 | 0 | 0 | 0 | 0 | 31.9581 | 0.18647 | 0 | 0 | 0.45097 | 0.0026878 | 31.9613 | 0.18649
13.3 | 1207.0605 | 298 | 298 | 438.4471 | 11189.7421 | 90.3233 | 438.4471 | 100 | 7.3505e-07 | 3.3036e-07 | 5.662e-10 | 1.9519e-09 | 90.3233 | 438.4471 | 100 | 5.3736e-07 | 1.9519e-07 | 4065952477.6483 | 1819672350.9435 | 0.81008 | -1.8101 | 0.00011071 | 2246280126.7048 | 0.1 | 0.1 | 0.1 | 0.0013389 | 0.0013389 | 0.0013389 | 0.2 | 0.40854 | 0.1 | 1 | 0 | 0.016342 | 0 | 0.016342 | 0 | 0.31623 | 0.39811 | 0.40854 | 1.7985 | 0 | 1.7985 | 1.7909 | 15.9791 | 16.0791 | 0.22843 | 0.0017029 | 0.22843 | 11.3226 | 0 | 0 | 0 | 19.7491 | 39.4982 | 0.22932 | 477.9452 | 398.9489 | 5.0761 | 0.030158 | 31.9582 | 0.18647 | 22.6452 | 0.13295 | 0.45685 | 0.0027229 | 0 | 0 | 0 | 0 | 31.9582 | 0.18647 | 0 | 0 | 0.45097 | 0.0026878 | 31.9613 | 0.18649
13.828 | 1207.0605 | 298 | 298 | 438.4471 | 11189.7421 | 93.2241 | 438.4471 | 100 | 7.5864e-07 | 3.4095e-07 | 5.662e-10 | 2.0146e-09 | 93.2241 | 438.4471 | 100 | 5.5462e-07 | 2.0146e-07 | 3939440716.5602 | 1763054760.3032 | 0.81008 | -1.8101 | 0.00010727 | 2176385956.257 | 0.1 | 0.1 | 0.1 | 0.0013389 | 0.0013389 | 0.0013389 | 0.2 | 0.40854 | 0.1 | 1 | 0 | 0.016342 | 0 | 0.016342 | 0 | 0.31623 | 0.39811 | 0.40854 | 1.7984 | 0 | 1.7984 | 1.7908 | 15.9791 | 16.0791 | 0.22843 | 0.0016499 | 0.22843 | 11.3226 | 0 | 0 | 0 | 19.7491 | 39.4982 | 0.22932 | 477.9453 | 398.9489 | 5.0759 | 0.030157 | 31.9582 | 0.18647 | 22.6452 | 0.13295 | 0.45685 | 0.0027229 | 0 | 0 | 0 | 0 | 31.9582 | 0.18647 | 0 | 0 | 0.45097 | 0.0026878 | 31.9614 | 0.18649
14.356 | 1207.0605 | 298 | 298 | 438.4471 | 11189.7421 | 96.2179 | 438.4471 | 100 | 7.8299e-07 | 3.5188e-07 | 5.662e-10 | 2.0793e-09 | 96.2179 | 438.4471 | 100 | 5.7243e-07 | 2.0793e-07 | 3816865283.9243 | 1708198704.7736 | 0.81008 | -1.8101 | 0.00010393 | 2108666579.1507 | 0.1 | 0.1 | 0.1 | 0.0013389 | 0.0013389 | 0.0013389 | 0.2 | 0.40854 | 0.1 | 1 | 0 | 0.016342 | 0 | 0.016342 | 0 | 0.31623 | 0.39811 | 0.40854 | 1.7983 | 0 | 1.7983 | 1.7908 | 15.9791 | 16.0792 | 0.22843 | 0.0015986 | 0.22843 | 11.3226 | 0 | 0 | 0 | 19.7491 | 39.4982 | 0.22932 | 477.9453 | 398.9488 | 5.0757 | 0.030156 | 31.9583 | 0.18647 | 22.6453 | 0.13295 | 0.45685 | 0.0027229 | 0 | 0 | 0 | 0 | 31.9583 | 0.18647 | 0 | 0 | 0.45097 | 0.0026878 | 31.9614 | 0.18649
14.884 | 1207.0605 | 298 | 298 | 438.4471 | 11189.7421 | 99.3079 | 438.4471 | 100 | 8.0811e-07 | 3.6316e-07 | 5.662e-10 | 2.146e-09 | 99.3079 | 438.4471 | 100 | 5.9081e-07 | 2.146e-07 | 3698103708.0648 | 1655049382.5011 | 0.81009 | -1.8101 | 0.0001007 | 2043054325.5637 | 0.1 | 0.1 | 0.1 | 0.0013389 | 0.0013389 | 0.0013389 | 0.2 | 0.40854 | 0.1 | 1 | 0 | 0.016342 | 0 | 0.016342 | 0 | 0.31623 | 0.39811 | 0.40854 | 1.7982 | 0 | 1.7982 | 1.7908 | 15.9791 | 16.0792 | 0.22843 | 0.0015488 | 0.22843 | 11.3227 | 0 | 0 | 0 | 19.7491 | 39.4983 | 0.22932 | 477.9453 | 398.9488 | 5.0756 | 0.030155 | 31.9583 | 0.18647 | 22.6453 | 0.13295 | 0.45685 | 0.0027229 | 0 | 0 | 0 | 0 | 31.9583 | 0.18647 | 0 | 0 | 0.45097 | 0.0026878 | 31.9615 | 0.18649
15.412 | 1207.0605 | 298 | 298 | 438.4471 | 11189.7421 | 102.4972 | 438.4471 | 100 | 8.3405e-07 | 3.7481e-07 | 5.662e-10 | 2.215e-09 | 102.4972 | 438.4471 | 100 | 6.0979e-07 | 2.215e-07 | 3583037327.5105 | 1603553696.2548 | 0.81009 | -1.8101 | 9.7564e-05 | 1979483631.2557 | 0.1 | 0.1 | 0.1 | 0.0013389 | 0.0013389 | 0.0013389 | 0.2 | 0.40854 | 0.1 | 1 | 0 | 0.016342 | 0 | 0.016342 | 0 | 0.31623 | 0.39811 | 0.40854 | 1.7981 | 0 | 1.7981 | 1.7907 | 15.9792 | 16.0792 | 0.22842 | 0.0015006 | 0.22843 | 11.3227 | 0 | 0 | 0 | 19.7491 | 39.4983 | 0.22932 | 477.9453 | 398.9488 | 5.0754 | 0.030154 | 31.9583 | 0.18647 | 22.6453 | 0.13295 | 0.45685 | 0.0027229 | 0 | 0 | 0 | 0 | 31.9583 | 0.18647 | 0 | 0 | 0.45097 | 0.0026878 | 31.9615 | 0.18649
15.94 | 1207.0605 | 298 | 298 | 438.4471 | 11189.7421 | 105.7889 | 438.4471 | 100 | 8.6082e-07 | 3.8683e-07 | 5.662e-10 | 2.2861e-09 | 105.7889 | 438.4471 | 100 | 6.2937e-07 | 2.2861e-07 | 3471551172.4727 | 1553660200.4213 | 0.81009 | -1.8101 | 9.4528e-05 | 1917890972.0514 | 0.1 | 0.1 | 0.1 | 0.0013389 | 0.0013389 | 0.0013389 | 0.2 | 0.40854 | 0.1 | 1 | 0 | 0.016342 | 0 | 0.016342 | 0 | 0.31623 | 0.39811 | 0.40854 | 1.798 | 0 | 1.798 | 1.7907 | 15.9792 | 16.0792 | 0.22842 | 0.001454 | 0.22843 | 11.3227 | 0 | 0 | 0 | 19.7492 | 39.4983 | 0.22932 | 477.9454 | 398.9488 | 5.0752 | 0.030153 | 31.9584 | 0.18647 | 22.6454 | 0.13295 | 0.45685 | 0.0027228 | 0 | 0 | 0 | 0 | 31.9584 | 0.18647 | 0 | 0 | 0.45097 | 0.0026878 | 31.9616 | 0.18649
16.468 | 1207.0605 | 298 | 298 | 438.4471 | 11189.7421 | 109.1863 | 438.4471 | 100 | 8.8844e-07 | 3.9923e-07 | 5.662e-10 | 2.3595e-09 | 109.1863 | 438.4471 | 100 | 6.4958e-07 | 2.3595e-07 | 3363533850.0094 | 1505319049.6462 | 0.81009 | -1.8101 | 9.1587e-05 | 1858214800.3633 | 0.1 | 0.1 | 0.1 | 0.0013389 | 0.0013389 | 0.0013389 | 0.2 | 0.40854 | 0.1 | 1 | 0 | 0.016342 | 0 | 0.016342 | 0 | 0.31623 | 0.39811 | 0.40854 | 1.7979 | 0 | 1.7979 | 1.7907 | 15.9792 | 16.0792 | 0.22842 | 0.0014087 | 0.22843 | 11.3227 | 0 | 0 | 0 | 19.7492 | 39.4983 | 0.22932 | 477.9454 | 398.9487 | 5.0751 | 0.030152 | 31.9584 | 0.18647 | 22.6454 | 0.13295 | 0.45685 | 0.0027228 | 0 | 0 | 0 | 0 | 31.9584 | 0.18647 | 0 | 0 | 0.45097 | 0.0026878 | 31.9616 | 0.18649
16.996 | 1207.0605 | 298 | 298 | 438.4471 | 11189.7421 | 112.6928 | 438.4471 | 100 | 9.1696e-07 | 4.1203e-07 | 5.662e-10 | 2.4353e-09 | 112.6928 | 438.4471 | 100 | 6.7044e-07 | 2.4353e-07 | 3258877432.7603 | 1458481949.0714 | 0.81009 | -1.8101 | 8.8737e-05 | 1800395483.6889 | 0.1 | 0.1 | 0.1 | 0.0013389 | 0.0013389 | 0.0013389 | 0.2 | 0.40854 | 0.1 | 1 | 0 | 0.016342 | 0 | 0.016342 | 0 | 0.31623 | 0.39811 | 0.40854 | 1.7979 | 0 | 1.7979 | 1.7906 | 15.9792 | 16.0792 | 0.22842 | 0.0013649 | 0.22843 | 11.3227 | 0 | 0 | 0 | 19.7492 | 39.4984 | 0.22932 | 477.9454 | 398.9487 | 5.0749 | 0.030151 | 31.9584 | 0.18647 | 22.6454 | 0.13295 | 0.45685 | 0.0027228 | 0 | 0 | 0 | 0 | 31.9584 | 0.18647 | 0 | 0 | 0.45097 | 0.0026878 | 31.9616 | 0.18649
17.524 | 1207.0605 | 298 | 298 | 438.4471 | 11189.7421 | 116.3119 | 438.4471 | 100 | 9.4639e-07 | 4.2525e-07 | 5.662e-10 | 2.5135e-09 | 116.3119 | 438.4471 | 100 | 6.9197e-07 | 2.5135e-07 | 3157477351.1421 | 1413102106.1199 | 0.81009 | -1.8101 | 8.5976e-05 | 1744375245.0222 | 0.1 | 0.1 | 0.1 | 0.0013389 | 0.0013389 | 0.0013389 | 0.2 | 0.40854 | 0.1 | 1 | 0 | 0.016342 | 0 | 0.016342 | 0 | 0.31623 | 0.39811 | 0.40854 | 1.7978 | 0 | 1.7978 | 1.7906 | 15.9792 | 16.0793 | 0.22842 | 0.0013224 | 0.22843 | 11.3227 | 0 | 0 | 0 | 19.7492 | 39.4984 | 0.22932 | 477.9455 | 398.9487 | 5.0748 | 0.03015 | 31.9585 | 0.18647 | 22.6454 | 0.13295 | 0.45685 | 0.0027228 | 0 | 0 | 0 | 0 | 31.9585 | 0.18647 | 0 | 0 | 0.45097 | 0.0026878 | 31.9617 | 0.18649
18.052 | 1207.0605 | 298 | 298 | 438.4471 | 14162.139 | 120.0472 | 438.4471 | 100 | 9.7691e-07 | 4.3903e-07 | 7.127e-10 | 2.5942e-09 | 120.0472 | 438.4471 | 100 | 7.142e-07 | 2.5942e-07 | 3059232288.896 | 1369134183.7777 | 0.81009 | -1.8101 | 8.3301e-05 | 1690098105.1183 | 0.1 | 0.1 | 0.1 | 0.0013389 | 0.0013389 | 0.0013389 | 0.2 | 0.40854 | 0.1 | 1 | 0 | 0.016342 | 0 | 0.016342 | 0 | 0.31623 | 0.39811 | 0.40854 | 1.7983 | 0 | 1.7983 | 1.7908 | 15.9793 | 16.0793 | 0.22843 | 0.0016128 | 0.22843 | 11.3227 | 0 | 0 | 0 | 19.7493 | 39.4986 | 0.22932 | 477.9456 | 398.9485 | 5.0758 | 0.030157 | 31.9585 | 0.18647 | 22.6455 | 0.13295 | 0.45685 | 0.0027229 | 0 | 0 | 0 | 0 | 31.9585 | 0.18647 | 0 | 0 | 0.45097 | 0.0026878 | 31.9617 | 0.18649
18.58 | 1207.0605 | 298 | 298 | 627.0605 | 14162.139 | 123.9025 | 438.4471 | 100 | 1.0094e-06 | 4.5426e-07 | 7.127e-10 | 3.8294e-09 | 123.9025 | 438.4471 | 100 | 7.3713e-07 | 2.6775e-07 | 2964044081.8847 | 1326534255.3289 | 0.81009 | -1.8101 | 8.0709e-05 | 1637509826.5558 | 0.1 | 0.1 | 0.1 | 0.0013389 | 0.0013389 | 0.0013389 | 0.2 | 0.40854 | 0.1 | 1 | 0 | 0.016342 | 0 | 0.016342 | 0 | 0.31623 | 0.39811 | 0.40854 | 1.8028 | 0 | 1.8028 | 1.7928 | 15.9793 | 16.0795 | 0.22843 | 0.0015626 | 0.22843 | 11.3227 | 0 | 0 | 0 | 19.7499 | 39.4998 | 0.22933 | 477.9469 | 398.9473 | 5.085 | 0.030211 | 31.9586 | 0.18647 | 22.6455 | 0.13295 | 0.45686 | 0.0027229 | 0 | 0 | 0 | 0 | 31.9586 | 0.18647 | 0 | 0 | 0.45097 | 0.0026878 | 31.9617 | 0.18649
19.108 | 1207.0605 | 298 | 298 | 627.0605 | 14162.139 | 127.8816 | 438.4471 | 100 | 1.0418e-06 | 4.6883e-07 | 7.127e-10 | 3.9523e-09 | 127.8816 | 438.4471 | 100 | 7.608e-07 | 2.7635e-07 | 2871817620.0357 | 1285259760.4971 | 0.81009 | -1.8101 | 7.8197e-05 | 1586557859.5386 | 0.1 | 0.1 | 0.1 | 0.0013389 | 0.0013389 | 0.0013389 | 0.2 | 0.40854 | 0.1 | 1 | 0 | 0.016342 | 0 | 0.016342 | 0 | 0.31623 | 0.39811 | 0.40854 | 1.8027 | 0 | 1.8027 | 1.7928 | 15.9793 | 16.0796 | 0.22843 | 0.001514 | 0.22843 | 11.3228 | 0 | 0 | 0 | 19.7499 | 39.4998 | 0.22933 | 477.9469 | 398.9473 | 5.0849 | 0.03021 | 31.9586 | 0.18647 | 22.6455 | 0.13295 | 0.45686 | 0.0027229 | 0 | 0 | 0 | 0 | 31.9586 | 0.18647 | 0 | 0 | 0.45097 | 0.0026878 | 31.9618 | 0.18649
19.636 | 1207.0605 | 298 | 298 | 627.0605 | 14162.139 | 131.9885 | 438.4471 | 100 | 1.0752e-06 | 4.8386e-07 | 7.127e-10 | 4.0793e-09 | 131.9885 | 438.4471 | 100 | 7.8524e-07 | 2.8523e-07 | 2782460752.3352 | 1245269462.9503 | 0.81009 | -1.8101 | 7.5764e-05 | 1537191289.3849 | 0.1 | 0.1 | 0.1 | 0.0013389 | 0.0013389 | 0.0013389 | 0.2 | 0.40854 | 0.1 | 1 | 0 | 0.016342 | 0 | 0.016342 | 0 | 0.31623 | 0.39811 | 0.40854 | 1.8026 | 0 | 1.8026 | 1.7928 | 15.9793 | 16.0796 | 0.22843 | 0.0014669 | 0.22843 | 11.3228 | 0 | 0 | 0 | 19.7499 | 39.4998 | 0.22933 | 477.9469 | 398.9472 | 5.0847 | 0.030209 | 31.9586 | 0.18647 | 22.6455 | 0.13295 | 0.45686 | 0.0027229 | 0 | 0 | 0 | 0 | 31.9586 | 0.18647 | 0 | 0 | 0.45097 | 0.0026878 | 31.9618 | 0.18649
20.164 | 1207.0605 | 298 | 298 | 627.0605 | 14162.139 | 136.2273 | 438.4471 | 100 | 1.1097e-06 | 4.9938e-07 | 7.127e-10 | 4.2103e-09 | 136.2273 | 438.4471 | 100 | 8.1046e-07 | 2.9439e-07 | 2695884194.7757 | 1206523409.1262 | 0.81009 | -1.8101 | 7.3407e-05 | 1489360785.6495 | 0.1 | 0.1 | 0.1 | 0.0013389 | 0.0013389 | 0.0013389 | 0.2 | 0.40854 | 0.1 | 1 | 0 | 0.016342 | 0 | 0.016342 | 0 | 0.31623 | 0.39811 | 0.40854 | 1.8026 | 0 | 1.8026 | 1.7927 | 15.9793 | 16.0796 | 0.22843 | 0.0014212 | 0.22843 | 11.3228 | 0 | 0 | 0 | 19.7499 | 39.4998 | 0.22933 | 477.9469 | 398.9472 | 5.0845 | 0.030208 | 31.9586 | 0.18647 | 22.6456 | 0.13295 | 0.45686 | 0.0027229 | 0 | 0 | 0 | 0 | 31.9586 | 0.18647 | 0 | 0 | 0.45097 | 0.0026878 | 31.9618 | 0.18649
20.692 | 1207.0605 | 298 | 298 | 627.0605 | 14162.139 | 140.6022 | 438.4471 | 100 | 1.1454e-06 | 5.154e-07 | 7.127e-10 | 4.3455e-09 | 140.6022 | 438.4471 | 100 | 8.3648e-07 | 3.0384e-07 | 2612001441.1677 | 1168982888.3381 | 0.8101 | -1.8101 | 7.1123e-05 | 1443018552.8296 | 0.1 | 0.1 | 0.1 | 0.0013389 | 0.0013389 | 0.0013389 | 0.2 | 0.40854 | 0.1 | 1 | 0 | 0.016342 | 0 | 0.016342 | 0 | 0.31623 | 0.39811 | 0.40854 | 1.8025 | 0 | 1.8025 | 1.7927 | 15.9793 | 16.0796 | 0.22843 | 0.001377 | 0.22843 | 11.3228 | 0 | 0 | 0 | 19.7499 | 39.4999 | 0.22933 | 477.9469 | 398.9472 | 5.0844 | 0.030207 | 31.9587 | 0.18647 | 22.6456 | 0.13296 | 0.45686 | 0.0027229 | 0 | 0 | 0 | 0 | 31.9587 | 0.18647 | 0 | 0 | 0.45097 | 0.0026878 | 31.9619 | 0.18649
21.22 | 1207.0605 | 298 | 298 | 627.0605 | 14162.139 | 145.1176 | 438.4471 | 100 | 1.1821e-06 | 5.3192e-07 | 7.127e-10 | 4.485e-09 | 145.1176 | 438.4471 | 100 | 8.6335e-07 | 3.136e-07 | 2530728676.7249 | 1132610394.1205 | 0.8101 | -1.8101 | 6.891e-05 | 1398118282.6043 | 0.1 | 0.1 | 0.1 | 0.0013389 | 0.0013389 | 0.0013389 | 0.2 | 0.40854 | 0.1 | 1 | 0 | 0.016342 | 0 | 0.016342 | 0 | 0.31623 | 0.39811 | 0.40854 | 1.8024 | 0 | 1.8024 | 1.7927 | 15.9794 | 16.0796 | 0.22843 | 0.0013342 | 0.22843 | 11.3228 | 0 | 0 | 0 | 19.7499 | 39.4999 | 0.22933 | 477.9469 | 398.9472 | 5.0842 | 0.030206 | 31.9587 | 0.18647 | 22.6456 | 0.13296 | 0.45686 | 0.0027229 | 0 | 0 | 0 | 0 | 31.9587 | 0.18647 | 0 | 0 | 0.45097 | 0.0026878 | 31.9619 | 0.18649
21.748 | 1207.0605 | 298 | 298 | 627.0605 | 14162.139 | 149.778 | 438.4471 | 100 | 1.2201e-06 | 5.4898e-07 | 7.127e-10 | 4.6291e-09 | 149.778 | 438.4471 | 100 | 8.9107e-07 | 3.2367e-07 | 2451984694.3365 | 1097369586.7765 | 0.8101 | -1.8101 | 6.6765e-05 | 1354615107.5601 | 0.1 | 0.1 | 0.1 | 0.0013389 | 0.0013389 | 0.0013389 | 0.2 | 0.40854 | 0.1 | 1 | 0 | 0.016342 | 0 | 0.016342 | 0 | 0.31623 | 0.39811 | 0.40854 | 1.8023 | 0 | 1.8023 | 1.7926 | 15.9794 | 16.0796 | 0.22843 | 0.0012926 | 0.22843 | 11.3228 | 0 | 0 | 0 | 19.7499 | 39.4999 | 0.22933 | 477.947 | 398.9472 | 5.0841 | 0.030206 | 31.9587 | 0.18647 | 22.6456 | 0.13296 | 0.45686 | 0.0027229 | 0 | 0 | 0 | 0 | 31.9587 | 0.18647 | 0 | 0 | 0.45097 | 0.0026878 | 31.9619 | 0.18649
22.276 | 1207.0605 | 298 | 298 | 627.0605 | 22615.0968 | 154.5881 | 438.4471 | 100 | 1.2596e-06 | 5.6701e-07 | 1.1293e-09 | 4.7777e-09 | 154.5881 | 438.4471 | 100 | 9.1969e-07 | 3.3406e-07 | 2375690813.445 | 1063225257.0889 | 0.8101 | -1.8101 | 6.4688e-05 | 1312465556.3561 | 0.1 | 0.1 | 0.1 | 0.0013389 | 0.0013389 | 0.0013389 | 0.2 | 0.40854 | 0.1 | 1 | 0 | 0.016342 | 0 | 0.016342 | 0 | 0.31623 | 0.39811 | 0.40854 | 1.8036 | 0 | 1.8036 | 1.7932 | 15.9794 | 16.0797 | 0.22843 | 0.0019846 | 0.22844 | 11.3228 | 0 | 0 | 0 | 19.7501 | 39.5003 | 0.22933 | 477.9473 | 398.9468 | 5.0866 | 0.030221 | 31.9588 | 0.18647 | 22.6456 | 0.13296 | 0.45686 | 0.0027229 | 0 | 0 | 0 | 0 | 31.9588 | 0.18647 | 0 | 0 | 0.45097 | 0.0026878 | 31.9619 | 0.18649
22.804 | 1207.0605 | 298 | 298 | 627.0605 | 22615.0968 | 159.5526 | 438.4471 | 100 | 1.3001e-06 | 5.8518e-07 | 1.1293e-09 | 4.9312e-09 | 159.5526 | 438.4471 | 100 | 9.4922e-07 | 3.4479e-07 | 2301770801.4458 | 1030143291.1607 | 0.8101 | -1.8101 | 6.2675e-05 | 1271627510.2851 | 0.1 | 0.1 | 0.1 | 0.0013389 | 0.0013389 | 0.0013389 | 0.2 | 0.40854 | 0.1 | 1 | 0 | 0.016342 | 0 | 0.016342 | 0 | 0.31623 | 0.39811 | 0.40854 | 1.8035 | 0 | 1.8035 | 1.7932 | 15.9794 | 16.0797 | 0.22843 | 0.0019228 | 0.22844 | 11.3228 | 0 | 0 | 0 | 19.7501 | 39.5003 | 0.22933 | 477.9473 | 398.9468 | 5.0864 | 0.030219 | 31.9588 | 0.18647 | 22.6457 | 0.13296 | 0.45686 | 0.0027229 | 0 | 0 | 0 | 0 | 31.9588 | 0.18647 | 0 | 0 | 0.45097 | 0.0026878 | 31.962 | 0.18649
23.332 | 1207.0605 | 298 | 298 | 627.0605 | 22615.0968 | 164.6766 | 438.4471 | 100 | 1.3418e-06 | 6.0394e-07 | 1.1293e-09 | 5.0895e-09 | 164.6766 | 438.4471 | 100 | 9.7971e-07 | 3.5586e-07 | 2230150797.5324 | 998090636.3474 | 0.8101 | -1.8101 | 6.0725e-05 | 1232060161.185 | 0.1 | 0.1 | 0.1 | 0.0013389 | 0.0013389 | 0.0013389 | 0.2 | 0.40854 | 0.1 | 1 | 0 | 0.016342 | 0 | 0.016342 | 0 | 0.31623 | 0.39811 | 0.40854 | 1.8034 | 0 | 1.8034 | 1.7931 | 15.9794 | 16.0797 | 0.22843 | 0.001863 | 0.22844 | 11.3228 | 0 | 0 | 0 | 19.7501 | 39.5003 | 0.22933 | 477.9473 | 398.9468 | 5.0862 | 0.030218 | 31.9588 | 0.18647 | 22.6457 | 0.13296 | 0.45686 | 0.0027229 | 0 | 0 | 0 | 0 | 31.9588 | 0.18647 | 0 | 0 | 0.45097 | 0.0026878 | 31.962 | 0.18649
23.86 | 1207.0605 | 298 | 298 | 627.0605 | 22615.0968 | 169.9652 | 438.4471 | 100 | 1.3848e-06 | 6.233e-07 | 1.1293e-09 | 5.253e-09 | 169.9652 | 438.4471 | 100 | 1.0112e-06 | 3.6729e-07 | 2160759238.9101 | 967035268.2492 | 0.8101 | -1.8101 | 5.8836e-05 | 1193723970.6609 | 0.1 | 0.1 | 0.1 | 0.0013389 | 0.0013389 | 0.0013389 | 0.2 | 0.40854 | 0.1 | 1 | 0 | 0.016342 | 0 | 0.016342 | 0 | 0.31623 | 0.39811 | 0.40854 | 1.8033 | 0 | 1.8033 | 1.7931 | 15.9794 | 16.0797 | 0.22843 | 0.001805 | 0.22844 | 11.3228 | 0 | 0 | 0 | 19.7501 | 39.5003 | 0.22933 | 477.9473 | 398.9468 | 5.086 | 0.030217 | 31.9588 | 0.18647 | 22.6457 | 0.13296 | 0.45686 | 0.0027229 | 0 | 0 | 0 | 0 | 31.9588 | 0.18647 | 0 | 0 | 0.45097 | 0.0026878 | 31.962 | 0.18649
24.388 | 1207.0605 | 298 | 298 | 627.0605 | 22615.0968 | 175.4236 | 438.4471 | 100 | 1.4293e-06 | 6.4328e-07 | 1.1293e-09 | 5.4217e-09 | 175.4236 | 438.4471 | 100 | 1.0436e-06 | 3.7909e-07 | 2093526789.3048 | 936946158.7291 | 0.8101 | -1.8101 | 5.7005e-05 | 1156580630.5757 | 0.1 | 0.1 | 0.1 | 0.0013389 | 0.0013389 | 0.0013389 | 0.2 | 0.40854 | 0.1 | 1 | 0 | 0.016342 | 0 | 0.016342 | 0 | 0.31623 | 0.39811 | 0.40854 | 1.8032 | 0 | 1.8032 | 1.793 | 15.9794 | 16.0797 | 0.22843 | 0.0017488 | 0.22844 | 11.3229 | 0 | 0 | 0 | 19.7501 | 39.5003 | 0.22933 | 477.9473 | 398.9468 | 5.0858 | 0.030216 | 31.9589 | 0.18647 | 22.6457 | 0.13296 | 0.45686 | 0.0027229 | 0 | 0 | 0 | 0 | 31.9589 | 0.18647 | 0 | 0 | 0.45097 | 0.0026878 | 31.962 | 0.18649
24.916 | 1207.0605 | 298 | 298 | 627.0605 | 22615.0968 | 181.0573 | 438.4471 | 100 | 1.4751e-06 | 6.639e-07 | 1.1293e-09 | 5.5958e-09 | 181.0573 | 438.4471 | 100 | 1.0772e-06 | 3.9126e-07 | 2028386269.6952 | 907793244.9257 | 0.8101 | -1.8101 | 5.5231e-05 | 1120593024.7695 | 0.1 | 0.1 | 0.1 | 0.0013389 | 0.0013389 | 0.0013389 | 0.2 | 0.40854 | 0.1 | 1 | 0 | 0.016342 | 0 | 0.016342 | 0 | 0.31623 | 0.39811 | 0.40854 | 1.8031 | 0 | 1.8031 | 1.793 | 15.9794 | 16.0797 | 0.22843 | 0.0016944 | 0.22843 | 11.3229 | 0 | 0 | 0 | 19.7501 | 39.5003 | 0.22933 | 477.9473 | 398.9468 | 5.0856 | 0.030215 | 31.9589 | 0.18648 | 22.6457 | 0.13296 | 0.45686 | 0.0027229 | 0 | 0 | 0 | 0 | 31.9589 | 0.18648 | 0 | 0 | 0.45097 | 0.0026878 | 31.9621 | 0.18649
25.444 | 1207.0605 | 298 | 298 | 627.0605 | 45411.6764 | 186.8719 | 438.4471 | 100 | 1.5236e-06 | 6.8631e-07 | 2.2529e-09 | 5.7755e-09 | 186.8719 | 438.4471 | 100 | 1.1118e-06 | 4.0383e-07 | 1965272591.2004 | 879547399.229 | 0.8101 | -1.8101 | 5.3513e-05 | 1085725191.9713 | 0.1 | 0.1 | 0.1 | 0.0013389 | 0.0013389 | 0.0013389 | 0.2 | 0.40854 | 0.1 | 1 | 0 | 0.016342 | 0 | 0.016342 | 0 | 0.31623 | 0.39811 | 0.40854 | 1.8059 | 0 | 1.8059 | 1.7943 | 15.9795 | 16.0799 | 0.22843 | 0.0032751 | 0.22845 | 11.3229 | 0 | 0 | 0 | 19.7505 | 39.501 | 0.22934 | 477.9481 | 398.946 | 5.0915 | 0.030249 | 31.9589 | 0.18648 | 22.6457 | 0.13296 | 0.45686 | 0.0027229 | 0 | 0 | 0 | 0 | 31.9589 | 0.18648 | 0 | 0 | 0.45097 | 0.0026878 | 31.9621 | 0.18649
25.972 | 1207.0605 | 298 | 298 | 627.0605 | 45411.6764 | 192.8733 | 438.4471 | 100 | 1.5725e-06 | 7.0828e-07 | 2.2529e-09 | 5.961e-09 | 192.8733 | 438.4471 | 100 | 1.1475e-06 | 4.168e-07 | 1904122690.0538 | 852180400.1902 | 0.8101 | -1.8101 | 5.1848e-05 | 1051942289.8636 | 0.1 | 0.1 | 0.1 | 0.0013389 | 0.0013389 | 0.0013389 | 0.2 | 0.40854 | 0.1 | 1 | 0 | 0.016342 | 0 | 0.016342 | 0 | 0.31623 | 0.39811 | 0.40854 | 1.8057 | 0 | 1.8057 | 1.7942 | 15.9795 | 16.0799 | 0.22843 | 0.0031732 | 0.22845 | 11.3229 | 0 | 0 | 0 | 19.7505 | 39.501 | 0.22934 | 477.9481 | 398.946 | 5.0911 | 0.030247 | 31.9589 | 0.18648 | 22.6458 | 0.13296 | 0.45686 | 0.0027229 | 0 | 0 | 0 | 0 | 31.9589 | 0.18648 | 0 | 0 | 0.45097 | 0.0026878 | 31.9621 | 0.18649
26.5 | 1207.0605 | 298 | 298 | 627.0605 | 45411.6764 | 199.0673 | 438.4471 | 100 | 1.6229e-06 | 7.3096e-07 | 2.2529e-09 | 6.1524e-09 | 199.0673 | 438.4471 | 100 | 1.1843e-06 | 4.3018e-07 | 1844875464.6011 | 825664904.3356 | 0.8101 | -1.8101 | 5.0234e-05 | 1019210560.2655 | 0.1 | 0.1 | 0.1 | 0.0013389 | 0.0013389 | 0.0013389 | 0.2 | 0.40854 | 0.1 | 1 | 0 | 0.016342 | 0 | 0.016342 | 0 | 0.31623 | 0.39811 | 0.40854 | 1.8056 | 0 | 1.8056 | 1.7941 | 15.9795 | 16.0799 | 0.22843 | 0.0030744 | 0.22845 | 11.3229 | 0 | 0 | 0 | 19.7505 | 39.501 | 0.22934 | 477.9481 | 398.9461 | 5.0907 | 0.030245 | 31.9589 | 0.18648 | 22.6458 | 0.13296 | 0.45686 | 0.0027229 | 0 | 0 | 0 | 0 | 31.9589 | 0.18648 | 0 | 0 | 0.45097 | 0.0026878 | 31.9621 | 0.18649
26.5 | 1207.0605 | 298 | 298 | 627.0605 | 45411.6764 | 199.0673 | 438.4471 | 100 | 1.6229e-06 | 7.3096e-07 | 2.2529e-09 | 6.1524e-09 | 199.0673 | 438.4471 | 100 | 1.1843e-06 | 4.3018e-07 | 1844875354.1545 | 825664854.9064 | 0.8101 | -1.8101 | 5.0234e-05 | 1019210499.2482 | 0.1 | 0.1 | 0.1 | 0.0013389 | 0.0013389 | 0.0013389 | 0.2 | 0.40854 | 0.1 | 1 | 0 | 0.016342 | 0 | 0.016342 | 0 | 0.31623 | 0.39811 | 0.40854 | 1.8056 | 0 | 1.8056 | 1.7941 | 15.9795 | 16.0799 | 0.22843 | 0.0030744 | 0.22845 | 11.3229 | 0 | 0 | 0 | 19.7505 | 39.501 | 0.22934 | 477.9481 | 398.9461 | 5.0907 | 0.030245 | 31.9589 | 0.18648 | 22.6458 | 0.13296 | 0.45686 | 0.0027229 | 0 | 0 | 0 | 0 | 31.9589 | 0.18648 | 0 | 0 | 0.45097 | 0.0026878 | 31.9621 | 0.18649
26.5 | 1207.0605 | 298 | 298 | 627.0605 | 45411.6764 | 199.0673 | 438.4471 | 100 | 1.6229e-06 | 7.3096e-07 | 2.2529e-09 | 6.1524e-09 | 199.0673 | 438.4471 | 100 | 1.1843e-06 | 4.3018e-07 | 1844875354.1545 | 825664854.9064 | 0.8101 | -1.8101 | 5.0234e-05 | 1019210499.2482 | 0.1 | 0.1 | 0.1 | 0.0013389 | 0.0013389 | 0.0013389 | 0.2 | 0.40854 | 0.1 | 1 | 0 | 0.016342 | 0 | 0.016342 | 0 | 0.31623 | 0.39811 | 0.40854 | 1.8056 | 0 | 1.8056 | 1.7941 | 15.9795 | 16.0799 | 0.22843 | 0.0030744 | 0.22845 | 11.3229 | 0 | 0 | 0 | 19.7505 | 39.501 | 0.22934 | 477.9481 | 398.9461 | 5.0907 | 0.030245 | 31.9589 | 0.18648 | 22.6458 | 0.13296 | 0.45686 | 0.0027229 | 0 | 0 | 0 | 0 | 31.9589 | 0.18648 | 0 | 0 | 0.45097 | 0.0026878 | 31.9621 | 0.18649
26.5 | 1207.0605 | 298 | 298 | 627.0605 | 45411.6764 | 199.0673 | 438.4471 | 100 | 1.6229e-06 | 7.3096e-07 | 2.2529e-09 | 6.1524e-09 | 199.0673 | 438.4471 | 100 | 1.1843e-06 | 4.3018e-07 | 1844875354.1545 | 825664854.9064 | 0.8101 | -1.8101 | 5.0234e-05 | 1019210499.2482 | 0.1 | 0.1 | 0.1 | 0.0013389 | 0.0013389 | 0.0013389 | 0.2 | 0.40854 | 0.1 | 1 | 0 | 0.016342 | 0 | 0.016342 | 0 | 0.31623 | 0.39811 | 0.40854 | 1.8056 | 0 | 1.8056 | 1.7941 | 15.9795 | 16.0799 | 0.22843 | 0.0030744 | 0.22845 | 11.3229 | 0 | 0 | 0 | 19.7505 | 39.501 | 0.22934 | 477.9481 | 398.9461 | 5.0907 | 0.030245 | 31.9589 | 0.18648 | 22.6458 | 0.13296 | 0.45686 | 0.0027229 | 0 | 0 | 0 | 0 | 31.9589 | 0.18648 | 0 | 0 | 0.45097 | 0.0026878 | 31.9621 | 0.18649
26.5 | 1207.0605 | 298 | 298 | 627.0605 | 45411.6764 | 199.0673 | 438.4471 | 100 | 1.6229e-06 | 7.3096e-07 | 2.2529e-09 | 6.1524e-09 | 199.0673 | 438.4471 | 100 | 1.1843e-06 | 4.3018e-07 | 1844875354.1545 | 825664854.9064 | 0.8101 | -1.8101 | 5.0234e-05 | 1019210499.2482 | 0.1 | 0.1 | 0.1 | 0.0013389 | 0.0013389 | 0.0013389 | 0.2 | 0.40854 | 0.1 | 1 | 0 | 0.016342 | 0 | 0.016342 | 0 | 0.31623 | 0.39811 | 0.40854 | 1.8056 | 0 | 1.8056 | 1.7941 | 15.9795 | 16.0799 | 0.22843 | 0.0030744 | 0.22845 | 11.3229 | 0 | 0 | 0 | 19.7505 | 39.501 | 0.22934 | 477.9481 | 398.9461 | 5.0907 | 0.030245 | 31.9589 | 0.18648 | 22.6458 | 0.13296 | 0.45686 | 0.0027229 | 0 | 0 | 0 | 0 | 31.9589 | 0.18648 | 0 | 0 | 0.45097 | 0.0026878 | 31.9621 | 0.18649
26.5 | 1207.0605 | 298 | 298 | 627.0605 | 45411.6764 | 199.0673 | 438.4471 | 100 | 1.6229e-06 | 7.3096e-07 | 2.2529e-09 | 6.1524e-09 | 199.0673 | 438.4471 | 100 | 1.1843e-06 | 4.3018e-07 | 1844875354.1545 | 825664854.9064 | 0.8101 | -1.8101 | 5.0234e-05 | 1019210499.2482 | 0.1 | 0.1 | 0.1 | 0.0013389 | 0.0013389 | 0.0013389 | 0.2 | 0.40854 | 0.1 | 1 | 0 | 0.016342 | 0 | 0.016342 | 0 | 0.31623 | 0.39811 | 0.40854 | 1.8056 | 0 | 1.8056 | 1.7941 | 15.9795 | 16.0799 | 0.22843 | 0.0030744 | 0.22845 | 11.3229 | 0 | 0 | 0 | 19.7505 | 39.501 | 0.22934 | 477.9481 | 398.9461 | 5.0907 | 0.030245 | 31.9589 | 0.18648 | 22.6458 | 0.13296 | 0.45686 | 0.0027229 | 0 | 0 | 0 | 0 | 31.9589 | 0.18648 | 0 | 0 | 0.45097 | 0.0026878 | 31.9621 | 0.18649
26.5 | 1207.0605 | 298 | 298 | 627.0605 | 45411.6764 | 199.0673 | 438.4471 | 100 | 1.6229e-06 | 7.3096e-07 | 2.2529e-09 | 6.1524e-09 | 199.0673 | 438.4471 | 100 | 1.1843e-06 | 4.3018e-07 | 1844875354.1545 | 825664854.9064 | 0.8101 | -1.8101 | 5.0234e-05 | 1019210499.2482 | 0.1 | 0.1 | 0.1 | 0.0013389 | 0.0013389 | 0.0013389 | 0.2 | 0.40854 | 0.1 | 1 | 0 | 0.016342 | 0 | 0.016342 | 0 | 0.31623 | 0.39811 | 0.40854 | 1.8056 | 0 | 1.8056 | 1.7941 | 15.9795 | 16.0799 | 0.22843 | 0.0030744 | 0.22845 | 11.3229 | 0 | 0 | 0 | 19.7505 | 39.501 | 0.22934 | 477.9481 | 398.9461 | 5.0907 | 0.030245 | 31.9589 | 0.18648 | 22.6458 | 0.13296 | 0.45686 | 0.0027229 | 0 | 0 | 0 | 0 | 31.9589 | 0.18648 | 0 | 0 | 0.45097 | 0.0026878 | 31.9621 | 0.18649
26.5 | 1207.0605 | 298 | 298 | 627.0605 | 45411.6764 | 199.0673 | 438.4471 | 100 | 1.6229e-06 | 7.3096e-07 | 2.2529e-09 | 6.1524e-09 | 199.0673 | 438.4471 | 100 | 1.1843e-06 | 4.3018e-07 | 1844875354.1545 | 825664854.9064 | 0.8101 | -1.8101 | 5.0234e-05 | 1019210499.2482 | 0.1 | 0.1 | 0.1 | 0.0013389 | 0.0013389 | 0.0013389 | 0.2 | 0.40854 | 0.1 | 1 | 0 | 0.016342 | 0 | 0.016342 | 0 | 0.31623 | 0.39811 | 0.40854 | 1.8056 | 0 | 1.8056 | 1.7941 | 15.9795 | 16.0799 | 0.22843 | 0.0030744 | 0.22845 | 11.3229 | 0 | 0 | 0 | 19.7505 | 39.501 | 0.22934 | 477.9481 | 398.9461 | 5.0907 | 0.030245 | 31.9589 | 0.18648 | 22.6458 | 0.13296 | 0.45686 | 0.0027229 | 0 | 0 | 0 | 0 | 31.9589 | 0.18648 | 0 | 0 | 0.45097 | 0.0026878 | 31.9621 | 0.18649
26.5 | 1207.0605 | 298 | 298 | 627.0605 | 45411.6764 | 199.0673 | 438.4471 | 100 | 1.6229e-06 | 7.3096e-07 | 2.2529e-09 | 6.1524e-09 | 199.0673 | 438.4471 | 100 | 1.1843e-06 | 4.3018e-07 | 1844875354.1545 | 825664854.9064 | 0.8101 | -1.8101 | 5.0234e-05 | 1019210499.2482 | 0.1 | 0.1 | 0.1 | 0.0013389 | 0.0013389 | 0.0013389 | 0.2 | 0.40854 | 0.1 | 1 | 0 | 0.016342 | 0 | 0.016342 | 0 | 0.31623 | 0.39811 | 0.40854 | 1.8056 | 0 | 1.8056 | 1.7941 | 15.9795 | 16.0799 | 0.22843 | 0.0030744 | 0.22845 | 11.3229 | 0 | 0 | 0 | 19.7505 | 39.501 | 0.22934 | 477.9481 | 398.9461 | 5.0907 | 0.030245 | 31.9589 | 0.18648 | 22.6458 | 0.13296 | 0.45686 | 0.0027229 | 0 | 0 | 0 | 0 | 31.9589 | 0.18648 | 0 | 0 | 0.45097 | 0.0026878 | 31.9621 | 0.18649
26.5 | 1207.0605 | 298 | 298 | 627.0605 | 45411.6764 | 199.0673 | 438.4471 | 100 | 1.6229e-06 | 7.3096e-07 | 2.2529e-09 | 6.1524e-09 | 199.0673 | 438.4471 | 100 | 1.1843e-06 | 4.3018e-07 | 1844875354.1545 | 825664854.9064 | 0.8101 | -1.8101 | 5.0234e-05 | 1019210499.2482 | 0.1 | 0.1 | 0.1 | 0.0013389 | 0.0013389 | 0.0013389 | 0.2 | 0.40854 | 0.1 | 1 | 0 | 0.016342 | 0 | 0.016342 | 0 | 0.31623 | 0.39811 | 0.40854 | 1.8056 | 0 | 1.8056 | 1.7941 | 15.9795 | 16.0799 | 0.22843 | 0.0030744 | 0.22845 | 11.3229 | 0 | 0 | 0 | 19.7505 | 39.501 | 0.22934 | 477.9481 | 398.9461 | 5.0907 | 0.030245 | 31.9589 | 0.18648 | 22.6458 | 0.13296 | 0.45686 | 0.0027229 | 0 | 0 | 0 | 0 | 31.9589 | 0.18648 | 0 | 0 | 0.45097 | 0.0026878 | 31.9621 | 0.18649
26.5 | 1207.0605 | 298 | 298 | 627.0605 | 45411.6764 | 199.0673 | 438.4471 | 100 | 1.6229e-06 | 7.3096e-07 | 2.2529e-09 | 6.1524e-09 | 199.0673 | 438.4471 | 100 | 1.1843e-06 | 4.3018e-07 | 1844875354.1545 | 825664854.9064 | 0.8101 | -1.8101 | 5.0234e-05 | 1019210499.2482 | 0.1 | 0.1 | 0.1 | 0.0013389 | 0.0013389 | 0.0013389 | 0.2 | 0.40854 | 0.1 | 1 | 0 | 0.016342 | 0 | 0.016342 | 0 | 0.31623 | 0.39811 | 0.40854 | 1.8056 | 0 | 1.8056 | 1.7941 | 15.9795 | 16.0799 | 0.22843 | 0.0030744 | 0.22845 | 11.3229 | 0 | 0 | 0 | 19.7505 | 39.501 | 0.22934 | 477.9481 | 398.9461 | 5.0907 | 0.030245 | 31.9589 | 0.18648 | 22.6458 | 0.13296 | 0.45686 | 0.0027229 | 0 | 0 | 0 | 0 | 31.9589 | 0.18648 | 0 | 0 | 0.45097 | 0.0026878 | 31.9621 | 0.18649
26.5 | 1207.0605 | 298 | 298 | 627.0605 | 45411.6764 | 199.0673 | 438.4471 | 100 | 1.6229e-06 | 7.3096e-07 | 2.2529e-09 | 6.1524e-09 | 199.0673 | 438.4471 | 100 | 1.1843e-06 | 4.3018e-07 | 1844875354.1545 | 825664854.9064 | 0.8101 | -1.8101 | 5.0234e-05 | 1019210499.2482 | 0.1 | 0.1 | 0.1 | 0.0013389 | 0.0013389 | 0.0013389 | 0.2 | 0.40854 | 0.1 | 1 | 0 | 0.016342 | 0 | 0.016342 | 0 | 0.31623 | 0.39811 | 0.40854 | 1.8056 | 0 | 1.8056 | 1.7941 | 15.9795 | 16.0799 | 0.22843 | 0.0030744 | 0.22845 | 11.3229 | 0 | 0 | 0 | 19.7505 | 39.501 | 0.22934 | 477.9481 | 398.9461 | 5.0907 | 0.030245 | 31.9589 | 0.18648 | 22.6458 | 0.13296 | 0.45686 | 0.0027229 | 0 | 0 | 0 | 0 | 31.9589 | 0.18648 | 0 | 0 | 0.45097 | 0.0026878 | 31.9621 | 0.18649
26.5 | 1207.0605 | 298 | 298 | 627.0605 | 45411.6764 | 199.0673 | 438.4471 | 100 | 1.6229e-06 | 7.3096e-07 | 2.2529e-09 | 6.1524e-09 | 199.0673 | 438.4471 | 100 | 1.1843e-06 | 4.3018e-07 | 1844875354.1545 | 825664854.9064 | 0.8101 | -1.8101 | 5.0234e-05 | 1019210499.2482 | 0.1 | 0.1 | 0.1 | 0.0013389 | 0.0013389 | 0.0013389 | 0.2 | 0.40854 | 0.1 | 1 | 0 | 0.016342 | 0 | 0.016342 | 0 | 0.31623 | 0.39811 | 0.40854 | 1.8056 | 0 | 1.8056 | 1.7941 | 15.9795 | 16.0799 | 0.22843 | 0.0030744 | 0.22845 | 11.3229 | 0 | 0 | 0 | 19.7505 | 39.501 | 0.22934 | 477.9481 | 398.9461 | 5.0907 | 0.030245 | 31.9589 | 0.18648 | 22.6458 | 0.13296 | 0.45686 | 0.0027229 | 0 | 0 | 0 | 0 | 31.9589 | 0.18648 | 0 | 0 | 0.45097 | 0.0026878 | 31.9621 | 0.18649
26.5 | 1207.0605 | 298 | 298 | 627.0605 | 45411.6764 | 199.0673 | 438.4471 | 100 | 1.6229e-06 | 7.3096e-07 | 2.2529e-09 | 6.1524e-09 | 199.0673 | 438.4471 | 100 | 1.1843e-06 | 4.3018e-07 | 1844875354.1545 | 825664854.9064 | 0.8101 | -1.8101 | 5.0234e-05 | 1019210499.2482 | 0.1 | 0.1 | 0.1 | 0.0013389 | 0.0013389 | 0.0013389 | 0.2 | 0.40854 | 0.1 | 1 | 0 | 0.016342 | 0 | 0.016342 | 0 | 0.31623 | 0.39811 | 0.40854 | 1.8056 | 0 | 1.8056 | 1.7941 | 15.9795 | 16.0799 | 0.22843 | 0.0030744 | 0.22845 | 11.3229 | 0 | 0 | 0 | 19.7505 | 39.501 | 0.22934 | 477.9481 | 398.9461 | 5.0907 | 0.030245 | 31.9589 | 0.18648 | 22.6458 | 0.13296 | 0.45686 | 0.0027229 | 0 | 0 | 0 | 0 | 31.9589 | 0.18648 | 0 | 0 | 0.45097 | 0.0026878 | 31.9621 | 0.18649
26.5 | 1207.0605 | 298 | 298 | 627.0605 | 45411.6764 | 199.0673 | 438.4471 | 100 | 1.6229e-06 | 7.3096e-07 | 2.2529e-09 | 6.1524e-09 | 199.0673 | 438.4471 | 100 | 1.1843e-06 | 4.3018e-07 | 1844875354.1545 | 825664854.9064 | 0.8101 | -1.8101 | 5.0234e-05 | 1019210499.2482 | 0.1 | 0.1 | 0.1 | 0.0013389 | 0.0013389 | 0.0013389 | 0.2 | 0.40854 | 0.1 | 1 | 0 | 0.016342 | 0 | 0.016342 | 0 | 0.31623 | 0.39811 | 0.40854 | 1.8056 | 0 | 1.8056 | 1.7941 | 15.9795 | 16.0799 | 0.22843 | 0.0030744 | 0.22845 | 11.3229 | 0 | 0 | 0 | 19.7505 | 39.501 | 0.22934 | 477.9481 | 398.9461 | 5.0907 | 0.030245 | 31.9589 | 0.18648 | 22.6458 | 0.13296 | 0.45686 | 0.0027229 | 0 | 0 | 0 | 0 | 31.9589 | 0.18648 | 0 | 0 | 0.45097 | 0.0026878 | 31.9621 | 0.18649
26.5 | 1207.0605 | 298 | 298 | 627.0605 | 45411.6764 | 199.0673 | 438.4471 | 100 | 1.6229e-06 | 7.3096e-07 | 2.2529e-09 | 6.1524e-09 | 199.0673 | 438.4471 | 100 | 1.1843e-06 | 4.3018e-07 | 1844875354.1545 | 825664854.9064 | 0.8101 | -1.8101 | 5.0234e-05 | 1019210499.2482 | 0.1 | 0.1 | 0.1 | 0.0013389 | 0.0013389 | 0.0013389 | 0.2 | 0.40854 | 0.1 | 1 | 0 | 0.016342 | 0 | 0.016342 | 0 | 0.31623 | 0.39811 | 0.40854 | 1.8056 | 0 | 1.8056 | 1.7941 | 15.9795 | 16.0799 | 0.22843 | 0.0030744 | 0.22845 | 11.3229 | 0 | 0 | 0 | 19.7505 | 39.501 | 0.22934 | 477.9481 | 398.9461 | 5.0907 | 0.030245 | 31.9589 | 0.18648 | 22.6458 | 0.13296 | 0.45686 | 0.0027229 | 0 | 0 | 0 | 0 | 31.9589 | 0.18648 | 0 | 0 | 0.45097 | 0.0026878 | 31.9621 | 0.18649
26.5 | 1207.0605 | 298 | 298 | 627.0605 | 45411.6764 | 199.0673 | 438.4471 | 100 | 1.6229e-06 | 7.3096e-07 | 2.2529e-09 | 6.1524e-09 | 199.0673 | 438.4471 | 100 | 1.1843e-06 | 4.3018e-07 | 1844875354.1545 | 825664854.9064 | 0.8101 | -1.8101 | 5.0234e-05 | 1019210499.2482 | 0.1 | 0.1 | 0.1 | 0.0013389 | 0.0013389 | 0.0013389 | 0.2 | 0.40854 | 0.1 | 1 | 0 | 0.016342 | 0 | 0.016342 | 0 | 0.31623 | 0.39811 | 0.40854 | 1.8056 | 0 | 1.8056 | 1.7941 | 15.9795 | 16.0799 | 0.22843 | 0.0030744 | 0.22845 | 11.3229 | 0 | 0 | 0 | 19.7505 | 39.501 | 0.22934 | 477.9481 | 398.9461 | 5.0907 | 0.030245 | 31.9589 | 0.18648 | 22.6458 | 0.13296 | 0.45686 | 0.0027229 | 0 | 0 | 0 | 0 | 31.9589 | 0.18648 | 0 | 0 | 0.45097 | 0.0026878 | 31.9621 | 0.18649
26.5 | 1207.0605 | 298 | 298 | 627.0605 | 45411.6764 | 199.0673 | 438.4471 | 100 | 1.6229e-06 | 7.3096e-07 | 2.2529e-09 | 6.1524e-09 | 199.0673 | 438.4471 | 100 | 1.1843e-06 | 4.3018e-07 | 1844875354.1545 | 825664854.9064 | 0.8101 | -1.8101 | 5.0234e-05 | 1019210499.2482 | 0.1 | 0.1 | 0.1 | 0.0013389 | 0.0013389 | 0.0013389 | 0.2 | 0.40854 | 0.1 | 1 | 0 | 0.016342 | 0 | 0.016342 | 0 | 0.31623 | 0.39811 | 0.40854 | 1.8056 | 0 | 1.8056 | 1.7941 | 15.9795 | 16.0799 | 0.22843 | 0.0030744 | 0.22845 | 11.3229 | 0 | 0 | 0 | 19.7505 | 39.501 | 0.22934 | 477.9481 | 398.9461 | 5.0907 | 0.030245 | 31.9589 | 0.18648 | 22.6458 | 0.13296 | 0.45686 | 0.0027229 | 0 | 0 | 0 | 0 | 31.9589 | 0.18648 | 0 | 0 | 0.45097 | 0.0026878 | 31.9621 | 0.18649
26.5 | 1207.0605 | 298 | 298 | 627.0605 | 45411.6764 | 199.0673 | 438.4471 | 100 | 1.6229e-06 | 7.3096e-07 | 2.2529e-09 | 6.1524e-09 | 199.0673 | 438.4471 | 100 | 1.1843e-06 | 4.3018e-07 | 1844875354.1545 | 825664854.9064 | 0.8101 | -1.8101 | 5.0234e-05 | 1019210499.2482 | 0.1 | 0.1 | 0.1 | 0.0013389 | 0.0013389 | 0.0013389 | 0.2 | 0.40854 | 0.1 | 1 | 0 | 0.016342 | 0 | 0.016342 | 0 | 0.31623 | 0.39811 | 0.40854 | 1.8056 | 0 | 1.8056 | 1.7941 | 15.9795 | 16.0799 | 0.22843 | 0.0030744 | 0.22845 | 11.3229 | 0 | 0 | 0 | 19.7505 | 39.501 | 0.22934 | 477.9481 | 398.9461 | 5.0907 | 0.030245 | 31.9589 | 0.18648 | 22.6458 | 0.13296 | 0.45686 | 0.0027229 | 0 | 0 | 0 | 0 | 31.9589 | 0.18648 | 0 | 0 | 0.45097 | 0.0026878 | 31.9621 | 0.18649
26.5 | 1207.0605 | 298 | 298 | 627.0605 | 45411.6764 | 199.0673 | 438.4471 | 100 | 1.6229e-06 | 7.3096e-07 | 2.2529e-09 | 6.1524e-09 | 199.0673 | 438.4471 | 100 | 1.1843e-06 | 4.3018e-07 | 1844875354.1545 | 825664854.9064 | 0.8101 | -1.8101 | 5.0234e-05 | 1019210499.2482 | 0.1 | 0.1 | 0.1 | 0.0013389 | 0.0013389 | 0.0013389 | 0.2 | 0.40854 | 0.1 | 1 | 0 | 0.016342 | 0 | 0.016342 | 0 | 0.31623 | 0.39811 | 0.40854 | 1.8056 | 0 | 1.8056 | 1.7941 | 15.9795 | 16.0799 | 0.22843 | 0.0030744 | 0.22845 | 11.3229 | 0 | 0 | 0 | 19.7505 | 39.501 | 0.22934 | 477.9481 | 398.9461 | 5.0907 | 0.030245 | 31.9589 | 0.18648 | 22.6458 | 0.13296 | 0.45686 | 0.0027229 | 0 | 0 | 0 | 0 | 31.9589 | 0.18648 | 0 | 0 | 0.45097 | 0.0026878 | 31.9621 | 0.18649
26.5 | 1207.0605 | 298 | 298 | 627.0605 | 45411.6764 | 199.0673 | 438.4471 | 100 | 1.6229e-06 | 7.3096e-07 | 2.2529e-09 | 6.1524e-09 | 199.0673 | 438.4471 | 100 | 1.1843e-06 | 4.3018e-07 | 1844875354.1545 | 825664854.9064 | 0.8101 | -1.8101 | 5.0234e-05 | 1019210499.2482 | 0.1 | 0.1 | 0.1 | 0.0013389 | 0.0013389 | 0.0013389 | 0.2 | 0.40854 | 0.1 | 1 | 0 | 0.016342 | 0 | 0.016342 | 0 | 0.31623 | 0.39811 | 0.40854 | 1.8056 | 0 | 1.8056 | 1.7941 | 15.9795 | 16.0799 | 0.22843 | 0.0030744 | 0.22845 | 11.3229 | 0 | 0 | 0 | 19.7505 | 39.501 | 0.22934 | 477.9481 | 398.9461 | 5.0907 | 0.030245 | 31.9589 | 0.18648 | 22.6458 | 0.13296 | 0.45686 | 0.0027229 | 0 | 0 | 0 | 0 | 31.9589 | 0.18648 | 0 | 0 | 0.45097 | 0.0026878 | 31.9621 | 0.18649
26.5 | 1207.0605 | 298 | 298 | 627.0605 | 45411.6764 | 199.0673 | 438.4471 | 100 | 1.6229e-06 | 7.3096e-07 | 2.2529e-09 | 6.1524e-09 | 199.0673 | 438.4471 | 100 | 1.1843e-06 | 4.3018e-07 | 1844875354.1545 | 825664854.9064 | 0.8101 | -1.8101 | 5.0234e-05 | 1019210499.2482 | 0.1 | 0.1 | 0.1 | 0.0013389 | 0.0013389 | 0.0013389 | 0.2 | 0.40854 | 0.1 | 1 | 0 | 0.016342 | 0 | 0.016342 | 0 | 0.31623 | 0.39811 | 0.40854 | 1.8056 | 0 | 1.8056 | 1.7941 | 15.9795 | 16.0799 | 0.22843 | 0.0030744 | 0.22845 | 11.3229 | 0 | 0 | 0 | 19.7505 | 39.501 | 0.22934 | 477.9481 | 398.9461 | 5.0907 | 0.030245 | 31.9589 | 0.18648 | 22.6458 | 0.13296 | 0.45686 | 0.0027229 | 0 | 0 | 0 | 0 | 31.9589 | 0.18648 | 0 | 0 | 0.45097 | 0.0026878 | 31.9621 | 0.18649
26.5 | 1207.0605 | 298 | 298 | 627.0605 | 45411.6764 | 199.0673 | 438.4471 | 100 | 1.6229e-06 | 7.3096e-07 | 2.2529e-09 | 6.1524e-09 | 199.0673 | 438.4471 | 100 | 1.1843e-06 | 4.3018e-07 | 1844875354.1545 | 825664854.9064 | 0.8101 | -1.8101 | 5.0234e-05 | 1019210499.2482 | 0.1 | 0.1 | 0.1 | 0.0013389 | 0.0013389 | 0.0013389 | 0.2 | 0.40854 | 0.1 | 1 | 0 | 0.016342 | 0 | 0.016342 | 0 | 0.31623 | 0.39811 | 0.40854 | 1.8056 | 0 | 1.8056 | 1.7941 | 15.9795 | 16.0799 | 0.22843 | 0.0030744 | 0.22845 | 11.3229 | 0 | 0 | 0 | 19.7505 | 39.501 | 0.22934 | 477.9481 | 398.9461 | 5.0907 | 0.030245 | 31.9589 | 0.18648 | 22.6458 | 0.13296 | 0.45686 | 0.0027229 | 0 | 0 | 0 | 0 | 31.9589 | 0.18648 | 0 | 0 | 0.45097 | 0.0026878 | 31.9621 | 0.18649
26.5 | 1207.0605 | 298 | 298 | 627.0605 | 45411.6764 | 199.0673 | 438.4471 | 100 | 1.6229e-06 | 7.3096e-07 | 2.2529e-09 | 6.1524e-09 | 199.0673 | 438.4471 | 100 | 1.1843e-06 | 4.3018e-07 | 1844875354.1545 | 825664854.9064 | 0.8101 | -1.8101 | 5.0234e-05 | 1019210499.2482 | 0.1 | 0.1 | 0.1 | 0.0013389 | 0.0013389 | 0.0013389 | 0.2 | 0.40854 | 0.1 | 1 | 0 | 0.016342 | 0 | 0.016342 | 0 | 0.31623 | 0.39811 | 0.40854 | 1.8056 | 0 | 1.8056 | 1.7941 | 15.9795 | 16.0799 | 0.22843 | 0.0030744 | 0.22845 | 11.3229 | 0 | 0 | 0 | 19.7505 | 39.501 | 0.22934 | 477.9481 | 398.9461 | 5.0907 | 0.030245 | 31.9589 | 0.18648 | 22.6458 | 0.13296 | 0.45686 | 0.0027229 | 0 | 0 | 0 | 0 | 31.9589 | 0.18648 | 0 | 0 | 0.45097 | 0.0026878 | 31.9621 | 0.18649
26.5 | 1207.0605 | 298 | 298 | 627.0605 | 45411.6764 | 199.0673 | 438.4471 | 100 | 1.6229e-06 | 7.3096e-07 | 2.2529e-09 | 6.1524e-09 | 199.0673 | 438.4471 | 100 | 1.1843e-06 | 4.3018e-07 | 1844875354.1545 | 825664854.9064 | 0.8101 | -1.8101 | 5.0234e-05 | 1019210499.2482 | 0.1 | 0.1 | 0.1 | 0.0013389 | 0.0013389 | 0.0013389 | 0.2 | 0.40854 | 0.1 | 1 | 0 | 0.016342 | 0 | 0.016342 | 0 | 0.31623 | 0.39811 | 0.40854 | 1.8056 | 0 | 1.8056 | 1.7941 | 15.9795 | 16.0799 | 0.22843 | 0.0030744 | 0.22845 | 11.3229 | 0 | 0 | 0 | 19.7505 | 39.501 | 0.22934 | 477.9481 | 398.9461 | 5.0907 | 0.030245 | 31.9589 | 0.18648 | 22.6458 | 0.13296 | 0.45686 | 0.0027229 | 0 | 0 | 0 | 0 | 31.9589 | 0.18648 | 0 | 0 | 0.45097 | 0.0026878 | 31.9621 | 0.18649
26.5 | 1207.0605 | 298 | 298 | 627.0605 | 45411.6764 | 199.0673 | 438.4471 | 100 | 1.6229e-06 | 7.3096e-07 | 2.2529e-09 | 6.1524e-09 | 199.0673 | 438.4471 | 100 | 1.1843e-06 | 4.3018e-07 | 1844875354.1545 | 825664854.9064 | 0.8101 | -1.8101 | 5.0234e-05 | 1019210499.2482 | 0.1 | 0.1 | 0.1 | 0.0013389 | 0.0013389 | 0.0013389 | 0.2 | 0.40854 | 0.1 | 1 | 0 | 0.016342 | 0 | 0.016342 | 0 | 0.31623 | 0.39811 | 0.40854 | 1.8056 | 0 | 1.8056 | 1.7941 | 15.9795 | 16.0799 | 0.22843 | 0.0030744 | 0.22845 | 11.3229 | 0 | 0 | 0 | 19.7505 | 39.501 | 0.22934 | 477.9481 | 398.9461 | 5.0907 | 0.030245 | 31.9589 | 0.18648 | 22.6458 | 0.13296 | 0.45686 | 0.0027229 | 0 | 0 | 0 | 0 | 31.9589 | 0.18648 | 0 | 0 | 0.45097 | 0.0026878 | 31.9621 | 0.18649
26.5 | 1207.0605 | 298 | 298 | 627.0605 | 45411.6764 | 199.0673 | 438.4471 | 100 | 1.6229e-06 | 7.3096e-07 | 2.2529e-09 | 6.1524e-09 | 199.0673 | 438.4471 | 100 | 1.1843e-06 | 4.3018e-07 | 1844875354.1545 | 825664854.9064 | 0.8101 | -1.8101 | 5.0234e-05 | 1019210499.2482 | 0.1 | 0.1 | 0.1 | 0.0013389 | 0.0013389 | 0.0013389 | 0.2 | 0.40854 | 0.1 | 1 | 0 | 0.016342 | 0 | 0.016342 | 0 | 0.31623 | 0.39811 | 0.40854 | 1.8056 | 0 | 1.8056 | 1.7941 | 15.9795 | 16.0799 | 0.22843 | 0.0030744 | 0.22845 | 11.3229 | 0 | 0 | 0 | 19.7505 | 39.501 | 0.22934 | 477.9481 | 398.9461 | 5.0907 | 0.030245 | 31.9589 | 0.18648 | 22.6458 | 0.13296 | 0.45686 | 0.0027229 | 0 | 0 | 0 | 0 | 31.9589 | 0.18648 | 0 | 0 | 0.45097 | 0.0026878 | 31.9621 | 0.18649
26.5 | 1207.0605 | 298 | 298 | 627.0605 | 45411.6764 | 199.0673 | 438.4471 | 100 | 1.6229e-06 | 7.3096e-07 | 2.2529e-09 | 6.1524e-09 | 199.0673 | 438.4471 | 100 | 1.1843e-06 | 4.3018e-07 | 1844875354.1545 | 825664854.9064 | 0.8101 | -1.8101 | 5.0234e-05 | 1019210499.2482 | 0.1 | 0.1 | 0.1 | 0.0013389 | 0.0013389 | 0.0013389 | 0.2 | 0.40854 | 0.1 | 1 | 0 | 0.016342 | 0 | 0.016342 | 0 | 0.31623 | 0.39811 | 0.40854 | 1.8056 | 0 | 1.8056 | 1.7941 | 15.9795 | 16.0799 | 0.22843 | 0.0030744 | 0.22845 | 11.3229 | 0 | 0 | 0 | 19.7505 | 39.501 | 0.22934 | 477.9481 | 398.9461 | 5.0907 | 0.030245 | 31.9589 | 0.18648 | 22.6458 | 0.13296 | 0.45686 | 0.0027229 | 0 | 0 | 0 | 0 | 31.9589 | 0.18648 | 0 | 0 | 0.45097 | 0.0026878 | 31.9621 | 0.18649
26.5 | 1207.0605 | 298 | 298 | 627.0605 | 45411.6764 | 199.0673 | 438.4471 | 100 | 1.6229e-06 | 7.3096e-07 | 2.2529e-09 | 6.1524e-09 | 199.0673 | 438.4471 | 100 | 1.1843e-06 | 4.3018e-07 | 1844875354.1545 | 825664854.9064 | 0.8101 | -1.8101 | 5.0234e-05 | 1019210499.2482 | 0.1 | 0.1 | 0.1 | 0.0013389 | 0.0013389 | 0.0013389 | 0.2 | 0.40854 | 0.1 | 1 | 0 | 0.016342 | 0 | 0.016342 | 0 | 0.31623 | 0.39811 | 0.40854 | 1.8056 | 0 | 1.8056 | 1.7941 | 15.9795 | 16.0799 | 0.22843 | 0.0030744 | 0.22845 | 11.3229 | 0 | 0 | 0 | 19.7505 | 39.501 | 0.22934 | 477.9481 | 398.9461 | 5.0907 | 0.030245 | 31.9589 | 0.18648 | 22.6458 | 0.13296 | 0.45686 | 0.0027229 | 0 | 0 | 0 | 0 | 31.9589 | 0.18648 | 0 | 0 | 0.45097 | 0.0026878 | 31.9621 | 0.18649
26.5 | 1207.0605 | 298 | 298 | 627.0605 | 45411.6764 | 199.0673 | 438.4471 | 100 | 1.6229e-06 | 7.3096e-07 | 2.2529e-09 | 6.1524e-09 | 199.0673 | 438.4471 | 100 | 1.1843e-06 | 4.3018e-07 | 1844875354.1545 | 825664854.9064 | 0.8101 | -1.8101 | 5.0234e-05 | 1019210499.2482 | 0.1 | 0.1 | 0.1 | 0.0013389 | 0.0013389 | 0.0013389 | 0.2 | 0.40854 | 0.1 | 1 | 0 | 0.016342 | 0 | 0.016342 | 0 | 0.31623 | 0.39811 | 0.40854 | 1.8056 | 0 | 1.8056 | 1.7941 | 15.9795 | 16.0799 | 0.22843 | 0.0030744 | 0.22845 | 11.3229 | 0 | 0 | 0 | 19.7505 | 39.501 | 0.22934 | 477.9481 | 398.9461 | 5.0907 | 0.030245 | 31.9589 | 0.18648 | 22.6458 | 0.13296 | 0.45686 | 0.0027229 | 0 | 0 | 0 | 0 | 31.9589 | 0.18648 | 0 | 0 | 0.45097 | 0.0026878 | 31.9621 | 0.18649
26.5 | 1207.0605 | 298 | 298 | 627.0605 | 45411.6764 | 199.0673 | 438.4471 | 100 | 1.6229e-06 | 7.3096e-07 | 2.2529e-09 | 6.1524e-09 | 199.0673 | 438.4471 | 100 | 1.1843e-06 | 4.3018e-07 | 1844875354.1545 | 825664854.9064 | 0.8101 | -1.8101 | 5.0234e-05 | 1019210499.2482 | 0.1 | 0.1 | 0.1 | 0.0013389 | 0.0013389 | 0.0013389 | 0.2 | 0.40854 | 0.1 | 1 | 0 | 0.016342 | 0 | 0.016342 | 0 | 0.31623 | 0.39811 | 0.40854 | 1.8056 | 0 | 1.8056 | 1.7941 | 15.9795 | 16.0799 | 0.22843 | 0.0030744 | 0.22845 | 11.3229 | 0 | 0 | 0 | 19.7505 | 39.501 | 0.22934 | 477.9481 | 398.9461 | 5.0907 | 0.030245 | 31.9589 | 0.18648 | 22.6458 | 0.13296 | 0.45686 | 0.0027229 | 0 | 0 | 0 | 0 | 31.9589 | 0.18648 | 0 | 0 | 0.45097 | 0.0026878 | 31.9621 | 0.18649
26.5 | 1207.0605 | 298 | 298 | 627.0605 | 45411.6764 | 199.0673 | 438.4471 | 100 | 1.6229e-06 | 7.3096e-07 | 2.2529e-09 | 6.1524e-09 | 199.0673 | 438.4471 | 100 | 1.1843e-06 | 4.3018e-07 | 1844875354.1545 | 825664854.9064 | 0.8101 | -1.8101 | 5.0234e-05 | 1019210499.2482 | 0.1 | 0.1 | 0.1 | 0.0013389 | 0.0013389 | 0.0013389 | 0.2 | 0.40854 | 0.1 | 1 | 0 | 0.016342 | 0 | 0.016342 | 0 | 0.31623 | 0.39811 | 0.40854 | 1.8056 | 0 | 1.8056 | 1.7941 | 15.9795 | 16.0799 | 0.22843 | 0.0030744 | 0.22845 | 11.3229 | 0 | 0 | 0 | 19.7505 | 39.501 | 0.22934 | 477.9481 | 398.9461 | 5.0907 | 0.030245 | 31.9589 | 0.18648 | 22.6458 | 0.13296 | 0.45686 | 0.0027229 | 0 | 0 | 0 | 0 | 31.9589 | 0.18648 | 0 | 0 | 0.45097 | 0.0026878 | 31.9621 | 0.18649
26.5 | 1207.0605 | 298 | 298 | 627.0605 | 45411.6764 | 199.0673 | 438.4471 | 100 | 1.6229e-06 | 7.3096e-07 | 2.2529e-09 | 6.1524e-09 | 199.0673 | 438.4471 | 100 | 1.1843e-06 | 4.3018e-07 | 1844875354.1545 | 825664854.9064 | 0.8101 | -1.8101 | 5.0234e-05 | 1019210499.2482 | 0.1 | 0.1 | 0.1 | 0.0013389 | 0.0013389 | 0.0013389 | 0.2 | 0.40854 | 0.1 | 1 | 0 | 0.016342 | 0 | 0.016342 | 0 | 0.31623 | 0.39811 | 0.40854 | 1.8056 | 0 | 1.8056 | 1.7941 | 15.9795 | 16.0799 | 0.22843 | 0.0030744 | 0.22845 | 11.3229 | 0 | 0 | 0 | 19.7505 | 39.501 | 0.22934 | 477.9481 | 398.9461 | 5.0907 | 0.030245 | 31.9589 | 0.18648 | 22.6458 | 0.13296 | 0.45686 | 0.0027229 | 0 | 0 | 0 | 0 | 31.9589 | 0.18648 | 0 | 0 | 0.45097 | 0.0026878 | 31.9621 | 0.18649
26.5 | 1207.0605 | 298 | 298 | 627.0605 | 45411.6764 | 199.0673 | 438.4471 | 100 | 1.6229e-06 | 7.3096e-07 | 2.2529e-09 | 6.1524e-09 | 199.0673 | 438.4471 | 100 | 1.1843e-06 | 4.3018e-07 | 1844875354.1545 | 825664854.9064 | 0.8101 | -1.8101 | 5.0234e-05 | 1019210499.2482 | 0.1 | 0.1 | 0.1 | 0.0013389 | 0.0013389 | 0.0013389 | 0.2 | 0.40854 | 0.1 | 1 | 0 | 0.016342 | 0 | 0.016342 | 0 | 0.31623 | 0.39811 | 0.40854 | 1.8056 | 0 | 1.8056 | 1.7941 | 15.9795 | 16.0799 | 0.22843 | 0.0030744 | 0.22845 | 11.3229 | 0 | 0 | 0 | 19.7505 | 39.501 | 0.22934 | 477.9481 | 398.9461 | 5.0907 | 0.030245 | 31.9589 | 0.18648 | 22.6458 | 0.13296 | 0.45686 | 0.0027229 | 0 | 0 | 0 | 0 | 31.9589 | 0.18648 | 0 | 0 | 0.45097 | 0.0026878 | 31.9621 | 0.18649
26.5 | 1207.0605 | 298 | 298 | 627.0605 | 45411.6764 | 199.0673 | 438.4471 | 100 | 1.6229e-06 | 7.3096e-07 | 2.2529e-09 | 6.1524e-09 | 199.0673 | 438.4471 | 100 | 1.1843e-06 | 4.3018e-07 | 1844875354.1545 | 825664854.9064 | 0.8101 | -1.8101 | 5.0234e-05 | 1019210499.2482 | 0.1 | 0.1 | 0.1 | 0.0013389 | 0.0013389 | 0.0013389 | 0.2 | 0.40854 | 0.1 | 1 | 0 | 0.016342 | 0 | 0.016342 | 0 | 0.31623 | 0.39811 | 0.40854 | 1.8056 | 0 | 1.8056 | 1.7941 | 15.9795 | 16.0799 | 0.22843 | 0.0030744 | 0.22845 | 11.3229 | 0 | 0 | 0 | 19.7505 | 39.501 | 0.22934 | 477.9481 | 398.9461 | 5.0907 | 0.030245 | 31.9589 | 0.18648 | 22.6458 | 0.13296 | 0.45686 | 0.0027229 | 0 | 0 | 0 | 0 | 31.9589 | 0.18648 | 0 | 0 | 0.45097 | 0.0026878 | 31.9621 | 0.18649
26.5 | 1207.0605 | 298 | 298 | 627.0605 | 45411.6764 | 199.0673 | 438.4471 | 100 | 1.6229e-06 | 7.3096e-07 | 2.2529e-09 | 6.1524e-09 | 199.0673 | 438.4471 | 100 | 1.1843e-06 | 4.3018e-07 | 1844875354.1545 | 825664854.9064 | 0.8101 | -1.8101 | 5.0234e-05 | 1019210499.2482 | 0.1 | 0.1 | 0.1 | 0.0013389 | 0.0013389 | 0.0013389 | 0.2 | 0.40854 | 0.1 | 1 | 0 | 0.016342 | 0 | 0.016342 | 0 | 0.31623 | 0.39811 | 0.40854 | 1.8056 | 0 | 1.8056 | 1.7941 | 15.9795 | 16.0799 | 0.22843 | 0.0030744 | 0.22845 | 11.3229 | 0 | 0 | 0 | 19.7505 | 39.501 | 0.22934 | 477.9481 | 398.9461 | 5.0907 | 0.030245 | 31.9589 | 0.18648 | 22.6458 | 0.13296 | 0.45686 | 0.0027229 | 0 | 0 | 0 | 0 | 31.9589 | 0.18648 | 0 | 0 | 0.45097 | 0.0026878 | 31.9621 | 0.18649
26.5 | 1207.0605 | 298 | 298 | 627.0605 | 45411.6764 | 199.0673 | 438.4471 | 100 | 1.6229e-06 | 7.3096e-07 | 2.2529e-09 | 6.1524e-09 | 199.0673 | 438.4471 | 100 | 1.1843e-06 | 4.3018e-07 | 1844875354.1545 | 825664854.9064 | 0.8101 | -1.8101 | 5.0234e-05 | 1019210499.2482 | 0.1 | 0.1 | 0.1 | 0.0013389 | 0.0013389 | 0.0013389 | 0.2 | 0.40854 | 0.1 | 1 | 0 | 0.016342 | 0 | 0.016342 | 0 | 0.31623 | 0.39811 | 0.40854 | 1.8056 | 0 | 1.8056 | 1.7941 | 15.9795 | 16.0799 | 0.22843 | 0.0030744 | 0.22845 | 11.3229 | 0 | 0 | 0 | 19.7505 | 39.501 | 0.22934 | 477.9481 | 398.9461 | 5.0907 | 0.030245 | 31.9589 | 0.18648 | 22.6458 | 0.13296 | 0.45686 | 0.0027229 | 0 | 0 | 0 | 0 | 31.9589 | 0.18648 | 0 | 0 | 0.45097 | 0.0026878 | 31.9621 | 0.18649
26.5 | 1207.0605 | 298 | 298 | 627.0605 | 45411.6764 | 199.0673 | 438.4471 | 100 | 1.6229e-06 | 7.3096e-07 | 2.2529e-09 | 6.1524e-09 | 199.0673 | 438.4471 | 100 | 1.1843e-06 | 4.3018e-07 | 1844875354.1545 | 825664854.9064 | 0.8101 | -1.8101 | 5.0234e-05 | 1019210499.2482 | 0.1 | 0.1 | 0.1 | 0.0013389 | 0.0013389 | 0.0013389 | 0.2 | 0.40854 | 0.1 | 1 | 0 | 0.016342 | 0 | 0.016342 | 0 | 0.31623 | 0.39811 | 0.40854 | 1.8056 | 0 | 1.8056 | 1.7941 | 15.9795 | 16.0799 | 0.22843 | 0.0030744 | 0.22845 | 11.3229 | 0 | 0 | 0 | 19.7505 | 39.501 | 0.22934 | 477.9481 | 398.9461 | 5.0907 | 0.030245 | 31.9589 | 0.18648 | 22.6458 | 0.13296 | 0.45686 | 0.0027229 | 0 | 0 | 0 | 0 | 31.9589 | 0.18648 | 0 | 0 | 0.45097 | 0.0026878 | 31.9621 | 0.18649
26.5 | 1207.0605 | 298 | 298 | 627.0605 | 45411.6764 | 199.0673 | 438.4471 | 100 | 1.6229e-06 | 7.3096e-07 | 2.2529e-09 | 6.1524e-09 | 199.0673 | 438.4471 | 100 | 1.1843e-06 | 4.3018e-07 | 1844875354.1545 | 825664854.9064 | 0.8101 | -1.8101 | 5.0234e-05 | 1019210499.2482 | 0.1 | 0.1 | 0.1 | 0.0013389 | 0.0013389 | 0.0013389 | 0.2 | 0.40854 | 0.1 | 1 | 0 | 0.016342 | 0 | 0.016342 | 0 | 0.31623 | 0.39811 | 0.40854 | 1.8056 | 0 | 1.8056 | 1.7941 | 15.9795 | 16.0799 | 0.22843 | 0.0030744 | 0.22845 | 11.3229 | 0 | 0 | 0 | 19.7505 | 39.501 | 0.22934 | 477.9481 | 398.9461 | 5.0907 | 0.030245 | 31.9589 | 0.18648 | 22.6458 | 0.13296 | 0.45686 | 0.0027229 | 0 | 0 | 0 | 0 | 31.9589 | 0.18648 | 0 | 0 | 0.45097 | 0.0026878 | 31.9621 | 0.18649
26.5 | 1207.0605 | 298 | 298 | 627.0605 | 45411.6764 | 199.0673 | 438.4471 | 100 | 1.6229e-06 | 7.3096e-07 | 2.2529e-09 | 6.1524e-09 | 199.0673 | 438.4471 | 100 | 1.1843e-06 | 4.3018e-07 | 1844875354.1545 | 825664854.9064 | 0.8101 | -1.8101 | 5.0234e-05 | 1019210499.2482 | 0.1 | 0.1 | 0.1 | 0.0013389 | 0.0013389 | 0.0013389 | 0.2 | 0.40854 | 0.1 | 1 | 0 | 0.016342 | 0 | 0.016342 | 0 | 0.31623 | 0.39811 | 0.40854 | 1.8056 | 0 | 1.8056 | 1.7941 | 15.9795 | 16.0799 | 0.22843 | 0.0030744 | 0.22845 | 11.3229 | 0 | 0 | 0 | 19.7505 | 39.501 | 0.22934 | 477.9481 | 398.9461 | 5.0907 | 0.030245 | 31.9589 | 0.18648 | 22.6458 | 0.13296 | 0.45686 | 0.0027229 | 0 | 0 | 0 | 0 | 31.9589 | 0.18648 | 0 | 0 | 0.45097 | 0.0026878 | 31.9621 | 0.18649
26.5 | 1207.0605 | 298 | 298 | 627.0605 | 45411.6764 | 199.0673 | 438.4471 | 100 | 1.6229e-06 | 7.3096e-07 | 2.2529e-09 | 6.1524e-09 | 199.0673 | 438.4471 | 100 | 1.1843e-06 | 4.3018e-07 | 1844875354.1545 | 825664854.9064 | 0.8101 | -1.8101 | 5.0234e-05 | 1019210499.2482 | 0.1 | 0.1 | 0.1 | 0.0013389 | 0.0013389 | 0.0013389 | 0.2 | 0.40854 | 0.1 | 1 | 0 | 0.016342 | 0 | 0.016342 | 0 | 0.31623 | 0.39811 | 0.40854 | 1.8056 | 0 | 1.8056 | 1.7941 | 15.9795 | 16.0799 | 0.22843 | 0.0030744 | 0.22845 | 11.3229 | 0 | 0 | 0 | 19.7505 | 39.501 | 0.22934 | 477.9481 | 398.9461 | 5.0907 | 0.030245 | 31.9589 | 0.18648 | 22.6458 | 0.13296 | 0.45686 | 0.0027229 | 0 | 0 | 0 | 0 | 31.9589 | 0.18648 | 0 | 0 | 0.45097 | 0.0026878 | 31.9621 | 0.18649
26.5 | 1207.0605 | 298 | 298 | 627.0605 | 45411.6764 | 199.0673 | 438.4471 | 100 | 1.6229e-06 | 7.3096e-07 | 2.2529e-09 | 6.1524e-09 | 199.0673 | 438.4471 | 100 | 1.1843e-06 | 4.3018e-07 | 1844875354.1545 | 825664854.9064 | 0.8101 | -1.8101 | 5.0234e-05 | 1019210499.2482 | 0.1 | 0.1 | 0.1 | 0.0013389 | 0.0013389 | 0.0013389 | 0.2 | 0.40854 | 0.1 | 1 | 0 | 0.016342 | 0 | 0.016342 | 0 | 0.31623 | 0.39811 | 0.40854 | 1.8056 | 0 | 1.8056 | 1.7941 | 15.9795 | 16.0799 | 0.22843 | 0.0030744 | 0.22845 | 11.3229 | 0 | 0 | 0 | 19.7505 | 39.501 | 0.22934 | 477.9481 | 398.9461 | 5.0907 | 0.030245 | 31.9589 | 0.18648 | 22.6458 | 0.13296 | 0.45686 | 0.0027229 | 0 | 0 | 0 | 0 | 31.9589 | 0.18648 | 0 | 0 | 0.45097 | 0.0026878 | 31.9621 | 0.18649
26.5 | 1207.0605 | 298 | 298 | 627.0605 | 45411.6764 | 199.0673 | 438.4471 | 100 | 1.6229e-06 | 7.3096e-07 | 2.2529e-09 | 6.1524e-09 | 199.0673 | 438.4471 | 100 | 1.1843e-06 | 4.3018e-07 | 1844875354.1545 | 825664854.9064 | 0.8101 | -1.8101 | 5.0234e-05 | 1019210499.2482 | 0.1 | 0.1 | 0.1 | 0.0013389 | 0.0013389 | 0.0013389 | 0.2 | 0.40854 | 0.1 | 1 | 0 | 0.016342 | 0 | 0.016342 | 0 | 0.31623 | 0.39811 | 0.40854 | 1.8056 | 0 | 1.8056 | 1.7941 | 15.9795 | 16.0799 | 0.22843 | 0.0030744 | 0.22845 | 11.3229 | 0 | 0 | 0 | 19.7505 | 39.501 | 0.22934 | 477.9481 | 398.9461 | 5.0907 | 0.030245 | 31.9589 | 0.18648 | 22.6458 | 0.13296 | 0.45686 | 0.0027229 | 0 | 0 | 0 | 0 | 31.9589 | 0.18648 | 0 | 0 | 0.45097 | 0.0026878 | 31.9621 | 0.18649
26.5 | 1207.0605 | 298 | 298 | 627.0605 | 45411.6764 | 199.0673 | 438.4471 | 100 | 1.6229e-06 | 7.3096e-07 | 2.2529e-09 | 6.1524e-09 | 199.0673 | 438.4471 | 100 | 1.1843e-06 | 4.3018e-07 | 1844875354.1545 | 825664854.9064 | 0.8101 | -1.8101 | 5.0234e-05 | 1019210499.2482 | 0.1 | 0.1 | 0.1 | 0.0013389 | 0.0013389 | 0.0013389 | 0.2 | 0.40854 | 0.1 | 1 | 0 | 0.016342 | 0 | 0.016342 | 0 | 0.31623 | 0.39811 | 0.40854 | 1.8056 | 0 | 1.8056 | 1.7941 | 15.9795 | 16.0799 | 0.22843 | 0.0030744 | 0.22845 | 11.3229 | 0 | 0 | 0 | 19.7505 | 39.501 | 0.22934 | 477.9481 | 398.9461 | 5.0907 | 0.030245 | 31.9589 | 0.18648 | 22.6458 | 0.13296 | 0.45686 | 0.0027229 | 0 | 0 | 0 | 0 | 31.9589 | 0.18648 | 0 | 0 | 0.45097 | 0.0026878 | 31.9621 | 0.18649
26.5 | 1207.0605 | 298 | 298 | 627.0605 | 45411.6764 | 199.0673 | 438.4471 | 100 | 1.6229e-06 | 7.3096e-07 | 2.2529e-09 | 6.1524e-09 | 199.0673 | 438.4471 | 100 | 1.1843e-06 | 4.3018e-07 | 1844875354.1545 | 825664854.9064 | 0.8101 | -1.8101 | 5.0234e-05 | 1019210499.2482 | 0.1 | 0.1 | 0.1 | 0.0013389 | 0.0013389 | 0.0013389 | 0.2 | 0.40854 | 0.1 | 1 | 0 | 0.016342 | 0 | 0.016342 | 0 | 0.31623 | 0.39811 | 0.40854 | 1.8056 | 0 | 1.8056 | 1.7941 | 15.9795 | 16.0799 | 0.22843 | 0.0030744 | 0.22845 | 11.3229 | 0 | 0 | 0 | 19.7505 | 39.501 | 0.22934 | 477.9481 | 398.9461 | 5.0907 | 0.030245 | 31.9589 | 0.18648 | 22.6458 | 0.13296 | 0.45686 | 0.0027229 | 0 | 0 | 0 | 0 | 31.9589 | 0.18648 | 0 | 0 | 0.45097 | 0.0026878 | 31.9621 | 0.18649
26.5 | 1207.0605 | 298 | 298 | 627.0605 | 45411.6764 | 199.0673 | 438.4471 | 100 | 1.6229e-06 | 7.3096e-07 | 2.2529e-09 | 6.1524e-09 | 199.0673 | 438.4471 | 100 | 1.1843e-06 | 4.3018e-07 | 1844875354.1545 | 825664854.9064 | 0.8101 | -1.8101 | 5.0234e-05 | 1019210499.2482 | 0.1 | 0.1 | 0.1 | 0.0013389 | 0.0013389 | 0.0013389 | 0.2 | 0.40854 | 0.1 | 1 | 0 | 0.016342 | 0 | 0.016342 | 0 | 0.31623 | 0.39811 | 0.40854 | 1.8056 | 0 | 1.8056 | 1.7941 | 15.9795 | 16.0799 | 0.22843 | 0.0030744 | 0.22845 | 11.3229 | 0 | 0 | 0 | 19.7505 | 39.501 | 0.22934 | 477.9481 | 398.9461 | 5.0907 | 0.030245 | 31.9589 | 0.18648 | 22.6458 | 0.13296 | 0.45686 | 0.0027229 | 0 | 0 | 0 | 0 | 31.9589 | 0.18648 | 0 | 0 | 0.45097 | 0.0026878 | 31.9621 | 0.18649
26.5 | 1207.0605 | 298 | 298 | 627.0605 | 45411.6764 | 199.0673 | 438.4471 | 100 | 1.6229e-06 | 7.3096e-07 | 2.2529e-09 | 6.1524e-09 | 199.0673 | 438.4471 | 100 | 1.1843e-06 | 4.3018e-07 | 1844875354.1545 | 825664854.9064 | 0.8101 | -1.8101 | 5.0234e-05 | 1019210499.2482 | 0.1 | 0.1 | 0.1 | 0.0013389 | 0.0013389 | 0.0013389 | 0.2 | 0.40854 | 0.1 | 1 | 0 | 0.016342 | 0 | 0.016342 | 0 | 0.31623 | 0.39811 | 0.40854 | 1.8056 | 0 | 1.8056 | 1.7941 | 15.9795 | 16.0799 | 0.22843 | 0.0030744 | 0.22845 | 11.3229 | 0 | 0 | 0 | 19.7505 | 39.501 | 0.22934 | 477.9481 | 398.9461 | 5.0907 | 0.030245 | 31.9589 | 0.18648 | 22.6458 | 0.13296 | 0.45686 | 0.0027229 | 0 | 0 | 0 | 0 | 31.9589 | 0.18648 | 0 | 0 | 0.45097 | 0.0026878 | 31.9621 | 0.18649
26.5 | 1207.0605 | 298 | 298 | 627.0605 | 45411.6764 | 199.0673 | 438.4471 | 100 | 1.6229e-06 | 7.3096e-07 | 2.2529e-09 | 6.1524e-09 | 199.0673 | 438.4471 | 100 | 1.1843e-06 | 4.3018e-07 | 1844875354.1545 | 825664854.9064 | 0.8101 | -1.8101 | 5.0234e-05 | 1019210499.2482 | 0.1 | 0.1 | 0.1 | 0.0013389 | 0.0013389 | 0.0013389 | 0.2 | 0.40854 | 0.1 | 1 | 0 | 0.016342 | 0 | 0.016342 | 0 | 0.31623 | 0.39811 | 0.40854 | 1.8056 | 0 | 1.8056 | 1.7941 | 15.9795 | 16.0799 | 0.22843 | 0.0030744 | 0.22845 | 11.3229 | 0 | 0 | 0 | 19.7505 | 39.501 | 0.22934 | 477.9481 | 398.9461 | 5.0907 | 0.030245 | 31.9589 | 0.18648 | 22.6458 | 0.13296 | 0.45686 | 0.0027229 | 0 | 0 | 0 | 0 | 31.9589 | 0.18648 | 0 | 0 | 0.45097 | 0.0026878 | 31.9621 | 0.18649
26.5 | 1207.0605 | 298 | 298 | 627.0605 | 45411.6764 | 199.0673 | 438.4471 | 100 | 1.6229e-06 | 7.3096e-07 | 2.2529e-09 | 6.1524e-09 | 199.0673 | 438.4471 | 100 | 1.1843e-06 | 4.3018e-07 | 1844875354.1545 | 825664854.9064 | 0.8101 | -1.8101 | 5.0234e-05 | 1019210499.2482 | 0.1 | 0.1 | 0.1 | 0.0013389 | 0.0013389 | 0.0013389 | 0.2 | 0.40854 | 0.1 | 1 | 0 | 0.016342 | 0 | 0.016342 | 0 | 0.31623 | 0.39811 | 0.40854 | 1.8056 | 0 | 1.8056 | 1.7941 | 15.9795 | 16.0799 | 0.22843 | 0.0030744 | 0.22845 | 11.3229 | 0 | 0 | 0 | 19.7505 | 39.501 | 0.22934 | 477.9481 | 398.9461 | 5.0907 | 0.030245 | 31.9589 | 0.18648 | 22.6458 | 0.13296 | 0.45686 | 0.0027229 | 0 | 0 | 0 | 0 | 31.9589 | 0.18648 | 0 | 0 | 0.45097 | 0.0026878 | 31.9621 | 0.18649
26.5 | 1207.0605 | 298 | 298 | 627.0605 | 45411.6764 | 199.0673 | 438.4471 | 100 | 1.6229e-06 | 7.3096e-07 | 2.2529e-09 | 6.1524e-09 | 199.0673 | 438.4471 | 100 | 1.1843e-06 | 4.3018e-07 | 1844875354.1545 | 825664854.9064 | 0.8101 | -1.8101 | 5.0234e-05 | 1019210499.2482 | 0.1 | 0.1 | 0.1 | 0.0013389 | 0.0013389 | 0.0013389 | 0.2 | 0.40854 | 0.1 | 1 | 0 | 0.016342 | 0 | 0.016342 | 0 | 0.31623 | 0.39811 | 0.40854 | 1.8056 | 0 | 1.8056 | 1.7941 | 15.9795 | 16.0799 | 0.22843 | 0.0030744 | 0.22845 | 11.3229 | 0 | 0 | 0 | 19.7505 | 39.501 | 0.22934 | 477.9481 | 398.9461 | 5.0907 | 0.030245 | 31.9589 | 0.18648 | 22.6458 | 0.13296 | 0.45686 | 0.0027229 | 0 | 0 | 0 | 0 | 31.9589 | 0.18648 | 0 | 0 | 0.45097 | 0.0026878 | 31.9621 | 0.18649
26.5 | 1207.0605 | 298 | 298 | 627.0605 | 45411.6764 | 199.0673 | 438.4471 | 100 | 1.6229e-06 | 7.3096e-07 | 2.2529e-09 | 6.1524e-09 | 199.0673 | 438.4471 | 100 | 1.1843e-06 | 4.3018e-07 | 1844875354.1545 | 825664854.9064 | 0.8101 | -1.8101 | 5.0234e-05 | 1019210499.2482 | 0.1 | 0.1 | 0.1 | 0.0013389 | 0.0013389 | 0.0013389 | 0.2 | 0.40854 | 0.1 | 1 | 0 | 0.016342 | 0 | 0.016342 | 0 | 0.31623 | 0.39811 | 0.40854 | 1.8056 | 0 | 1.8056 | 1.7941 | 15.9795 | 16.0799 | 0.22843 | 0.0030744 | 0.22845 | 11.3229 | 0 | 0 | 0 | 19.7505 | 39.501 | 0.22934 | 477.9481 | 398.9461 | 5.0907 | 0.030245 | 31.9589 | 0.18648 | 22.6458 | 0.13296 | 0.45686 | 0.0027229 | 0 | 0 | 0 | 0 | 31.9589 | 0.18648 | 0 | 0 | 0.45097 | 0.0026878 | 31.9621 | 0.18649
26.5 | 1207.0605 | 298 | 298 | 627.0605 | 45411.6764 | 199.0673 | 438.4471 | 100 | 1.6229e-06 | 7.3096e-07 | 2.2529e-09 | 6.1524e-09 | 199.0673 | 438.4471 | 100 | 1.1843e-06 | 4.3018e-07 | 1844875354.1545 | 825664854.9064 | 0.8101 | -1.8101 | 5.0234e-05 | 1019210499.2482 | 0.1 | 0.1 | 0.1 | 0.0013389 | 0.0013389 | 0.0013389 | 0.2 | 0.40854 | 0.1 | 1 | 0 | 0.016342 | 0 | 0.016342 | 0 | 0.31623 | 0.39811 | 0.40854 | 1.8056 | 0 | 1.8056 | 1.7941 | 15.9795 | 16.0799 | 0.22843 | 0.0030744 | 0.22845 | 11.3229 | 0 | 0 | 0 | 19.7505 | 39.501 | 0.22934 | 477.9481 | 398.9461 | 5.0907 | 0.030245 | 31.9589 | 0.18648 | 22.6458 | 0.13296 | 0.45686 | 0.0027229 | 0 | 0 | 0 | 0 | 31.9589 | 0.18648 | 0 | 0 | 0.45097 | 0.0026878 | 31.9621 | 0.18649